## 5ZoneAirCooledWithSpaceHeatBala
Time | SPACE1-1:CHICAGO_IL_USA ANNUAL HEATING 99% DESIGN CONDITIONS DB:Des Heat Load [W] | SPACE1-1:CHICAGO_IL_USA ANNUAL COOLING 1% DESIGN CONDITIONS DB/MCWB:Des Sens Cool Load [W] | SPACE1-1:CHICAGO_IL_USA ANNUAL HEATING 99% DESIGN CONDITIONS DB:Des Heat Mass Flow [kg/s] | SPACE1-1:CHICAGO_IL_USA ANNUAL COOLING 1% DESIGN CONDITIONS DB/MCWB:Des Cool Mass Flow [kg/s] | SPACE1-1::Des Latent Heat Load [W] | SPACE1-1::Des Latent Cool Load [W] | SPACE1-1::Des Latent Heat Mass Flow [kg/s] | SPACE1-1::Des Latent Cool Mass Flow [kg/s] | SPACE1-1::Des Heat Load No DOAS [W] | SPACE1-1::Des Sens Cool Load No DOAS [W] | SPACE1-1::Des Latent Heat Load No DOAS [W] | SPACE1-1::Des Latent Cool Load No DOAS [W] | SPACE1-1:CHICAGO_IL_USA ANNUAL HEATING 99% DESIGN CONDITIONS DB:Heating Zone Temperature [C] | SPACE1-1:CHICAGO_IL_USA ANNUAL HEATING 99% DESIGN CONDITIONS DB:Heating Zone Relative Humidity [%] | SPACE1-1:CHICAGO_IL_USA ANNUAL COOLING 1% DESIGN CONDITIONS DB/MCWB:Cooling Zone Temperature [C] | SPACE1-1:CHICAGO_IL_USA ANNUAL COOLING 1% DESIGN CONDITIONS DB/MCWB:Cooling Zone Relative Humidity [%] | SPACE2-1:CHICAGO_IL_USA ANNUAL HEATING 99% DESIGN CONDITIONS DB:Des Heat Load [W] | SPACE2-1:CHICAGO_IL_USA ANNUAL COOLING 1% DESIGN CONDITIONS DB/MCWB:Des Sens Cool Load [W] | SPACE2-1:CHICAGO_IL_USA ANNUAL HEATING 99% DESIGN CONDITIONS DB:Des Heat Mass Flow [kg/s] | SPACE2-1:CHICAGO_IL_USA ANNUAL COOLING 1% DESIGN CONDITIONS DB/MCWB:Des Cool Mass Flow [kg/s] | SPACE2-1::Des Latent Heat Load [W] | SPACE2-1::Des Latent Cool Load [W] | SPACE2-1::Des Latent Heat Mass Flow [kg/s] | SPACE2-1::Des Latent Cool Mass Flow [kg/s] | SPACE2-1::Des Heat Load No DOAS [W] | SPACE2-1::Des Sens Cool Load No DOAS [W] | SPACE2-1::Des Latent Heat Load No DOAS [W] | SPACE2-1::Des Latent Cool Load No DOAS [W] | SPACE2-1:CHICAGO_IL_USA ANNUAL HEATING 99% DESIGN CONDITIONS DB:Heating Zone Temperature [C] | SPACE2-1:CHICAGO_IL_USA ANNUAL HEATING 99% DESIGN CONDITIONS DB:Heating Zone Relative Humidity [%] | SPACE2-1:CHICAGO_IL_USA ANNUAL COOLING 1% DESIGN CONDITIONS DB/MCWB:Cooling Zone Temperature [C] | SPACE2-1:CHICAGO_IL_USA ANNUAL COOLING 1% DESIGN CONDITIONS DB/MCWB:Cooling Zone Relative Humidity [%] | SPACE3-1:CHICAGO_IL_USA ANNUAL HEATING 99% DESIGN CONDITIONS DB:Des Heat Load [W] | SPACE3-1:CHICAGO_IL_USA ANNUAL COOLING 1% DESIGN CONDITIONS DB/MCWB:Des Sens Cool Load [W] | SPACE3-1:CHICAGO_IL_USA ANNUAL HEATING 99% DESIGN CONDITIONS DB:Des Heat Mass Flow [kg/s] | SPACE3-1:CHICAGO_IL_USA ANNUAL COOLING 1% DESIGN CONDITIONS DB/MCWB:Des Cool Mass Flow [kg/s] | SPACE3-1::Des Latent Heat Load [W] | SPACE3-1::Des Latent Cool Load [W] | SPACE3-1::Des Latent Heat Mass Flow [kg/s] | SPACE3-1::Des Latent Cool Mass Flow [kg/s] | SPACE3-1::Des Heat Load No DOAS [W] | SPACE3-1::Des Sens Cool Load No DOAS [W] | SPACE3-1::Des Latent Heat Load No DOAS [W] | SPACE3-1::Des Latent Cool Load No DOAS [W] | SPACE3-1:CHICAGO_IL_USA ANNUAL HEATING 99% DESIGN CONDITIONS DB:Heating Zone Temperature [C] | SPACE3-1:CHICAGO_IL_USA ANNUAL HEATING 99% DESIGN CONDITIONS DB:Heating Zone Relative Humidity [%] | SPACE3-1:CHICAGO_IL_USA ANNUAL COOLING 1% DESIGN CONDITIONS DB/MCWB:Cooling Zone Temperature [C] | SPACE3-1:CHICAGO_IL_USA ANNUAL COOLING 1% DESIGN CONDITIONS DB/MCWB:Cooling Zone Relative Humidity [%] | SPACE4-1:CHICAGO_IL_USA ANNUAL HEATING 99% DESIGN CONDITIONS DB:Des Heat Load [W] | SPACE4-1:CHICAGO_IL_USA ANNUAL COOLING 1% DESIGN CONDITIONS DB/MCWB:Des Sens Cool Load [W] | SPACE4-1:CHICAGO_IL_USA ANNUAL HEATING 99% DESIGN CONDITIONS DB:Des Heat Mass Flow [kg/s] | SPACE4-1:CHICAGO_IL_USA ANNUAL COOLING 1% DESIGN CONDITIONS DB/MCWB:Des Cool Mass Flow [kg/s] | SPACE4-1::Des Latent Heat Load [W] | SPACE4-1::Des Latent Cool Load [W] | SPACE4-1::Des Latent Heat Mass Flow [kg/s] | SPACE4-1::Des Latent Cool Mass Flow [kg/s] | SPACE4-1::Des Heat Load No DOAS [W] | SPACE4-1::Des Sens Cool Load No DOAS [W] | SPACE4-1::Des Latent Heat Load No DOAS [W] | SPACE4-1::Des Latent Cool Load No DOAS [W] | SPACE4-1:CHICAGO_IL_USA ANNUAL HEATING 99% DESIGN CONDITIONS DB:Heating Zone Temperature [C] | SPACE4-1:CHICAGO_IL_USA ANNUAL HEATING 99% DESIGN CONDITIONS DB:Heating Zone Relative Humidity [%] | SPACE4-1:CHICAGO_IL_USA ANNUAL COOLING 1% DESIGN CONDITIONS DB/MCWB:Cooling Zone Temperature [C] | SPACE4-1:CHICAGO_IL_USA ANNUAL COOLING 1% DESIGN CONDITIONS DB/MCWB:Cooling Zone Relative Humidity [%] | SPACE5-1:CHICAGO_IL_USA ANNUAL HEATING 99% DESIGN CONDITIONS DB:Des Heat Load [W] | SPACE5-1:CHICAGO_IL_USA ANNUAL COOLING 1% DESIGN CONDITIONS DB/MCWB:Des Sens Cool Load [W] | SPACE5-1:CHICAGO_IL_USA ANNUAL HEATING 99% DESIGN CONDITIONS DB:Des Heat Mass Flow [kg/s] | SPACE5-1:CHICAGO_IL_USA ANNUAL COOLING 1% DESIGN CONDITIONS DB/MCWB:Des Cool Mass Flow [kg/s] | SPACE5-1::Des Latent Heat Load [W] | SPACE5-1::Des Latent Cool Load [W] | SPACE5-1::Des Latent Heat Mass Flow [kg/s] | SPACE5-1::Des Latent Cool Mass Flow [kg/s] | SPACE5-1::Des Heat Load No DOAS [W] | SPACE5-1::Des Sens Cool Load No DOAS [W] | SPACE5-1::Des Latent Heat Load No DOAS [W] | SPACE5-1::Des Latent Cool Load No DOAS [W] | SPACE5-1:CHICAGO_IL_USA ANNUAL HEATING 99% DESIGN CONDITIONS DB:Heating Zone Temperature [C] | SPACE5-1:CHICAGO_IL_USA ANNUAL HEATING 99% DESIGN CONDITIONS DB:Heating Zone Relative Humidity [%] | SPACE5-1:CHICAGO_IL_USA ANNUAL COOLING 1% DESIGN CONDITIONS DB/MCWB:Cooling Zone Temperature [C] | SPACE5-1:CHICAGO_IL_USA ANNUAL COOLING 1% DESIGN CONDITIONS DB/MCWB:Cooling Zone Relative Humidity [%]
0:15 | 3862.895 | 0 | 0.13726 | 0 | 0 | 0 | 0 | 0 | 0 | 0 | 0 | 0 | 22.199 | 22.3231 | 22.3137 | 55.325 | 1626.303 | 0 | 0.057789 | 0 | 0 | 0 | 0 | 0 | 0 | 0 | 0 | 0 | 22.199 | 22.275 | 22.3112 | 56.0157 | 3755.171 | 0 | 0.13343 | 0 | 0 | 0 | 0 | 0 | 0 | 0 | 0 | 0 | 22.199 | 22.2879 | 22.2562 | 56.342 | 1626.303 | 0 | 0.057789 | 0 | 0 | 0 | 0 | 0 | 0 | 0 | 0 | 0 | 22.199 | 22.275 | 22.4274 | 52.4021 | 2983.69 | 0 | 0.10602 | 0 | 0 | 0 | 0 | 0 | 0 | 0 | 0 | 0 | 22.1989 | 20.6483 | 22.1716 | 60.7489
0:30 | 3862.895 | 0 | 0.13726 | 0 | 0 | 0 | 0 | 0 | 0 | 0 | 0 | 0 | 22.199 | 22.3231 | 22.2342 | 55.5934 | 1626.303 | 0 | 0.057789 | 0 | 0 | 0 | 0 | 0 | 0 | 0 | 0 | 0 | 22.199 | 22.275 | 22.2333 | 56.2818 | 3755.171 | 0 | 0.13343 | 0 | 0 | 0 | 0 | 0 | 0 | 0 | 0 | 0 | 22.199 | 22.2879 | 22.1782 | 56.6104 | 1626.303 | 0 | 0.057789 | 0 | 0 | 0 | 0 | 0 | 0 | 0 | 0 | 0 | 22.199 | 22.275 | 22.3348 | 52.6977 | 2983.69 | 0 | 0.10602 | 0 | 0 | 0 | 0 | 0 | 0 | 0 | 0 | 0 | 22.1989 | 20.6483 | 22.1109 | 60.9737
0:45 | 3862.895 | 0 | 0.13726 | 0 | 0 | 0 | 0 | 0 | 0 | 0 | 0 | 0 | 22.199 | 22.3231 | 22.1584 | 55.8507 | 1626.303 | 0 | 0.057789 | 0 | 0 | 0 | 0 | 0 | 0 | 0 | 0 | 0 | 22.199 | 22.275 | 22.1588 | 56.5378 | 3755.171 | 0 | 0.13343 | 0 | 0 | 0 | 0 | 0 | 0 | 0 | 0 | 0 | 22.199 | 22.2879 | 22.1037 | 56.8679 | 1626.303 | 0 | 0.057789 | 0 | 0 | 0 | 0 | 0 | 0 | 0 | 0 | 0 | 22.199 | 22.275 | 22.2474 | 52.9788 | 2983.69 | 0 | 0.10602 | 0 | 0 | 0 | 0 | 0 | 0 | 0 | 0 | 0 | 22.1989 | 20.6483 | 22.0532 | 61.1887
1:00 | 3862.895 | 0 | 0.13726 | 0 | 0 | 0 | 0 | 0 | 0 | 0 | 0 | 0 | 22.199 | 22.3231 | 22.0857 | 56.0986 | 1626.303 | 0 | 0.057789 | 0 | 0 | 0 | 0 | 0 | 0 | 0 | 0 | 0 | 22.199 | 22.275 | 22.0873 | 56.7849 | 3755.171 | 0 | 0.13343 | 0 | 0 | 0 | 0 | 0 | 0 | 0 | 0 | 0 | 22.199 | 22.2879 | 22.0322 | 57.1163 | 1626.303 | 0 | 0.057789 | 0 | 0 | 0 | 0 | 0 | 0 | 0 | 0 | 0 | 22.199 | 22.275 | 22.1645 | 53.247 | 2983.69 | 0 | 0.10602 | 0 | 0 | 0 | 0 | 0 | 0 | 0 | 0 | 0 | 22.1989 | 20.6483 | 21.9981 | 61.3945
1:15 | 3862.895 | 0 | 0.13726 | 0 | 0 | 0 | 0 | 0 | 0 | 0 | 0 | 0 | 22.199 | 22.3231 | 22.0158 | 56.3382 | 1626.303 | 0 | 0.057789 | 0 | 0 | 0 | 0 | 0 | 0 | 0 | 0 | 0 | 22.199 | 22.275 | 22.0184 | 57.0239 | 3755.171 | 0 | 0.13343 | 0 | 0 | 0 | 0 | 0 | 0 | 0 | 0 | 0 | 22.199 | 22.2879 | 21.9633 | 57.3567 | 1626.303 | 0 | 0.057789 | 0 | 0 | 0 | 0 | 0 | 0 | 0 | 0 | 0 | 22.199 | 22.275 | 22.0857 | 53.5035 | 2983.69 | 0 | 0.10602 | 0 | 0 | 0 | 0 | 0 | 0 | 0 | 0 | 0 | 22.1989 | 20.6483 | 21.9456 | 61.5918
1:30 | 3862.895 | 0 | 0.13726 | 0 | 0 | 0 | 0 | 0 | 0 | 0 | 0 | 0 | 22.199 | 22.3231 | 21.9502 | 56.5643 | 1626.303 | 0 | 0.057789 | 0 | 0 | 0 | 0 | 0 | 0 | 0 | 0 | 0 | 22.199 | 22.275 | 21.9532 | 57.251 | 3755.171 | 0 | 0.13343 | 0 | 0 | 0 | 0 | 0 | 0 | 0 | 0 | 0 | 22.199 | 22.2879 | 21.8986 | 57.584 | 1626.303 | 0 | 0.057789 | 0 | 0 | 0 | 0 | 0 | 0 | 0 | 0 | 0 | 22.199 | 22.275 | 22.0118 | 53.745 | 2983.69 | 0 | 0.10602 | 0 | 0 | 0 | 0 | 0 | 0 | 0 | 0 | 0 | 22.1989 | 20.6483 | 21.8953 | 61.781
1:45 | 3862.895 | 0 | 0.13726 | 0 | 0 | 0 | 0 | 0 | 0 | 0 | 0 | 0 | 22.199 | 22.3231 | 21.8882 | 56.7786 | 1626.303 | 0 | 0.057789 | 0 | 0 | 0 | 0 | 0 | 0 | 0 | 0 | 0 | 22.199 | 22.275 | 21.8914 | 57.4675 | 3755.171 | 0 | 0.13343 | 0 | 0 | 0 | 0 | 0 | 0 | 0 | 0 | 0 | 22.199 | 22.2879 | 21.8373 | 57.7998 | 1626.303 | 0 | 0.057789 | 0 | 0 | 0 | 0 | 0 | 0 | 0 | 0 | 0 | 22.199 | 22.275 | 21.9424 | 53.9732 | 2983.69 | 0 | 0.10602 | 0 | 0 | 0 | 0 | 0 | 0 | 0 | 0 | 0 | 22.1989 | 20.6483 | 21.8472 | 61.9625
2:00 | 3862.895 | 0 | 0.13726 | 0 | 0 | 0 | 0 | 0 | 0 | 0 | 0 | 0 | 22.199 | 22.3231 | 21.8292 | 56.9835 | 1626.303 | 0 | 0.057789 | 0 | 0 | 0 | 0 | 0 | 0 | 0 | 0 | 0 | 22.199 | 22.275 | 21.8322 | 57.6754 | 3755.171 | 0 | 0.13343 | 0 | 0 | 0 | 0 | 0 | 0 | 0 | 0 | 0 | 22.199 | 22.2879 | 21.7789 | 58.0064 | 1626.303 | 0 | 0.057789 | 0 | 0 | 0 | 0 | 0 | 0 | 0 | 0 | 0 | 22.199 | 22.275 | 21.8766 | 54.1903 | 2983.69 | 0 | 0.10602 | 0 | 0 | 0 | 0 | 0 | 0 | 0 | 0 | 0 | 22.1989 | 20.6483 | 21.8013 | 62.1368
2:15 | 3862.895 | 0 | 0.13726 | 0 | 0 | 0 | 0 | 0 | 0 | 0 | 0 | 0 | 22.199 | 22.3231 | 21.7727 | 57.1806 | 1626.303 | 0 | 0.057789 | 0 | 0 | 0 | 0 | 0 | 0 | 0 | 0 | 0 | 22.199 | 22.275 | 21.7755 | 57.8758 | 3755.171 | 0 | 0.13343 | 0 | 0 | 0 | 0 | 0 | 0 | 0 | 0 | 0 | 22.199 | 22.2879 | 21.7229 | 58.2053 | 1626.303 | 0 | 0.057789 | 0 | 0 | 0 | 0 | 0 | 0 | 0 | 0 | 0 | 22.199 | 22.275 | 21.814 | 54.3978 | 2983.69 | 0 | 0.10602 | 0 | 0 | 0 | 0 | 0 | 0 | 0 | 0 | 0 | 22.1989 | 20.6483 | 21.7573 | 62.304
2:30 | 3862.895 | 0 | 0.13726 | 0 | 0 | 0 | 0 | 0 | 0 | 0 | 0 | 0 | 22.199 | 22.3231 | 21.7191 | 57.3683 | 1626.303 | 0 | 0.057789 | 0 | 0 | 0 | 0 | 0 | 0 | 0 | 0 | 0 | 22.199 | 22.275 | 21.7215 | 58.0672 | 3755.171 | 0 | 0.13343 | 0 | 0 | 0 | 0 | 0 | 0 | 0 | 0 | 0 | 22.199 | 22.2879 | 21.6697 | 58.3949 | 1626.303 | 0 | 0.057789 | 0 | 0 | 0 | 0 | 0 | 0 | 0 | 0 | 0 | 22.199 | 22.275 | 21.7549 | 54.5945 | 2983.69 | 0 | 0.10602 | 0 | 0 | 0 | 0 | 0 | 0 | 0 | 0 | 0 | 22.1989 | 20.6483 | 21.7152 | 62.4646
2:45 | 3862.895 | 0 | 0.13726 | 0 | 0 | 0 | 0 | 0 | 0 | 0 | 0 | 0 | 22.199 | 22.3231 | 21.6683 | 57.5468 | 1626.303 | 0 | 0.057789 | 0 | 0 | 0 | 0 | 0 | 0 | 0 | 0 | 0 | 22.199 | 22.275 | 21.6701 | 58.2499 | 3755.171 | 0 | 0.13343 | 0 | 0 | 0 | 0 | 0 | 0 | 0 | 0 | 0 | 22.199 | 22.2879 | 21.6192 | 58.5755 | 1626.303 | 0 | 0.057789 | 0 | 0 | 0 | 0 | 0 | 0 | 0 | 0 | 0 | 22.199 | 22.275 | 21.6992 | 54.7809 | 2983.69 | 0 | 0.10602 | 0 | 0 | 0 | 0 | 0 | 0 | 0 | 0 | 0 | 22.1989 | 20.6483 | 21.6749 | 62.6187
3:00 | 3862.895 | 0 | 0.13726 | 0 | 0 | 0 | 0 | 0 | 0 | 0 | 0 | 0 | 22.199 | 22.3231 | 21.6199 | 57.7174 | 1626.303 | 0 | 0.057789 | 0 | 0 | 0 | 0 | 0 | 0 | 0 | 0 | 0 | 22.199 | 22.275 | 21.621 | 58.4249 | 3755.171 | 0 | 0.13343 | 0 | 0 | 0 | 0 | 0 | 0 | 0 | 0 | 0 | 22.199 | 22.2879 | 21.5711 | 58.7482 | 1626.303 | 0 | 0.057789 | 0 | 0 | 0 | 0 | 0 | 0 | 0 | 0 | 0 | 22.199 | 22.275 | 21.6463 | 54.9583 | 2983.69 | 0 | 0.10602 | 0 | 0 | 0 | 0 | 0 | 0 | 0 | 0 | 0 | 22.1989 | 20.6483 | 21.6363 | 62.7667
3:15 | 3862.895 | 0 | 0.13726 | 0 | 0 | 0 | 0 | 0 | 0 | 0 | 0 | 0 | 22.199 | 22.3231 | 21.5736 | 57.8812 | 1626.303 | 0 | 0.057789 | 0 | 0 | 0 | 0 | 0 | 0 | 0 | 0 | 0 | 22.199 | 22.275 | 21.5741 | 58.593 | 3755.171 | 0 | 0.13343 | 0 | 0 | 0 | 0 | 0 | 0 | 0 | 0 | 0 | 22.199 | 22.2879 | 21.525 | 58.9141 | 1626.303 | 0 | 0.057789 | 0 | 0 | 0 | 0 | 0 | 0 | 0 | 0 | 0 | 22.199 | 22.275 | 21.596 | 55.1276 | 2983.69 | 0 | 0.10602 | 0 | 0 | 0 | 0 | 0 | 0 | 0 | 0 | 0 | 22.1989 | 20.6483 | 21.5993 | 62.9087
3:30 | 3862.895 | 0 | 0.13726 | 0 | 0 | 0 | 0 | 0 | 0 | 0 | 0 | 0 | 22.199 | 22.3231 | 21.5293 | 58.0384 | 1626.303 | 0 | 0.057789 | 0 | 0 | 0 | 0 | 0 | 0 | 0 | 0 | 0 | 22.199 | 22.275 | 21.5291 | 58.7544 | 3755.171 | 0 | 0.13343 | 0 | 0 | 0 | 0 | 0 | 0 | 0 | 0 | 0 | 22.199 | 22.2879 | 21.4809 | 59.0733 | 1626.303 | 0 | 0.057789 | 0 | 0 | 0 | 0 | 0 | 0 | 0 | 0 | 0 | 22.199 | 22.275 | 21.5482 | 55.2891 | 2983.69 | 0 | 0.10602 | 0 | 0 | 0 | 0 | 0 | 0 | 0 | 0 | 0 | 22.1989 | 20.6483 | 21.5641 | 63.0446
3:45 | 3862.895 | 0 | 0.13726 | 0 | 0 | 0 | 0 | 0 | 0 | 0 | 0 | 0 | 22.199 | 22.3231 | 21.4867 | 58.1897 | 1626.303 | 0 | 0.057789 | 0 | 0 | 0 | 0 | 0 | 0 | 0 | 0 | 0 | 22.199 | 22.275 | 21.486 | 58.9095 | 3755.171 | 0 | 0.13343 | 0 | 0 | 0 | 0 | 0 | 0 | 0 | 0 | 0 | 22.199 | 22.2879 | 21.4386 | 59.2266 | 1626.303 | 0 | 0.057789 | 0 | 0 | 0 | 0 | 0 | 0 | 0 | 0 | 0 | 22.199 | 22.275 | 21.5026 | 55.4436 | 2983.69 | 0 | 0.10602 | 0 | 0 | 0 | 0 | 0 | 0 | 0 | 0 | 0 | 22.1989 | 20.6483 | 21.5303 | 63.175
4:00 | 3862.895 | 0 | 0.13726 | 0 | 0 | 0 | 0 | 0 | 0 | 0 | 0 | 0 | 22.199 | 22.3231 | 21.4459 | 58.3356 | 1626.303 | 0 | 0.057789 | 0 | 0 | 0 | 0 | 0 | 0 | 0 | 0 | 0 | 22.199 | 22.275 | 21.4446 | 59.0591 | 3755.171 | 0 | 0.13343 | 0 | 0 | 0 | 0 | 0 | 0 | 0 | 0 | 0 | 22.199 | 22.2879 | 21.3979 | 59.3745 | 1626.303 | 0 | 0.057789 | 0 | 0 | 0 | 0 | 0 | 0 | 0 | 0 | 0 | 22.199 | 22.275 | 21.4591 | 55.5918 | 2983.69 | 0 | 0.10602 | 0 | 0 | 0 | 0 | 0 | 0 | 0 | 0 | 0 | 22.1989 | 20.6483 | 21.498 | 63.3002
4:15 | 3862.895 | 0 | 0.13726 | 0 | 0 | 0 | 0 | 0 | 0 | 0 | 0 | 0 | 22.199 | 22.3231 | 21.4064 | 58.4766 | 1626.303 | 0 | 0.057789 | 0 | 0 | 0 | 0 | 0 | 0 | 0 | 0 | 0 | 22.199 | 22.275 | 21.4048 | 59.2034 | 3755.171 | 0 | 0.13343 | 0 | 0 | 0 | 0 | 0 | 0 | 0 | 0 | 0 | 22.199 | 22.2879 | 21.3587 | 59.5174 | 1626.303 | 0 | 0.057789 | 0 | 0 | 0 | 0 | 0 | 0 | 0 | 0 | 0 | 22.199 | 22.275 | 21.4173 | 55.7341 | 2983.69 | 0 | 0.10602 | 0 | 0 | 0 | 0 | 0 | 0 | 0 | 0 | 0 | 22.1989 | 20.6483 | 21.467 | 63.4205
4:30 | 3862.895 | 0 | 0.13726 | 0 | 0 | 0 | 0 | 0 | 0 | 0 | 0 | 0 | 22.199 | 22.3231 | 21.3691 | 58.6105 | 1626.303 | 0 | 0.057789 | 0 | 0 | 0 | 0 | 0 | 0 | 0 | 0 | 0 | 22.199 | 22.275 | 21.367 | 59.3409 | 3755.171 | 0 | 0.13343 | 0 | 0 | 0 | 0 | 0 | 0 | 0 | 0 | 0 | 22.199 | 22.2879 | 21.3215 | 59.6532 | 1626.303 | 0 | 0.057789 | 0 | 0 | 0 | 0 | 0 | 0 | 0 | 0 | 0 | 22.199 | 22.275 | 21.3778 | 55.8692 | 2983.69 | 0 | 0.10602 | 0 | 0 | 0 | 0 | 0 | 0 | 0 | 0 | 0 | 22.1989 | 20.6483 | 21.4372 | 63.5362
4:45 | 3862.895 | 0 | 0.13726 | 0 | 0 | 0 | 0 | 0 | 0 | 0 | 0 | 0 | 22.199 | 22.3231 | 21.3338 | 58.7374 | 1626.303 | 0 | 0.057789 | 0 | 0 | 0 | 0 | 0 | 0 | 0 | 0 | 0 | 22.199 | 22.275 | 21.331 | 59.472 | 3755.171 | 0 | 0.13343 | 0 | 0 | 0 | 0 | 0 | 0 | 0 | 0 | 0 | 22.199 | 22.2879 | 21.2863 | 59.7821 | 1626.303 | 0 | 0.057789 | 0 | 0 | 0 | 0 | 0 | 0 | 0 | 0 | 0 | 22.199 | 22.275 | 21.3404 | 55.9974 | 2983.69 | 0 | 0.10602 | 0 | 0 | 0 | 0 | 0 | 0 | 0 | 0 | 0 | 22.1989 | 20.6483 | 21.4087 | 63.6474
5:00 | 3862.895 | 0 | 0.13726 | 0 | 0 | 0 | 0 | 0 | 0 | 0 | 0 | 0 | 22.199 | 22.3231 | 21.3002 | 58.8587 | 1626.303 | 0 | 0.057789 | 0 | 0 | 0 | 0 | 0 | 0 | 0 | 0 | 0 | 22.199 | 22.275 | 21.2966 | 59.5973 | 3755.171 | 0 | 0.13343 | 0 | 0 | 0 | 0 | 0 | 0 | 0 | 0 | 0 | 22.199 | 22.2879 | 21.2528 | 59.9053 | 1626.303 | 0 | 0.057789 | 0 | 0 | 0 | 0 | 0 | 0 | 0 | 0 | 0 | 22.199 | 22.275 | 21.3048 | 56.1198 | 2983.69 | 0 | 0.10602 | 0 | 0 | 0 | 0 | 0 | 0 | 0 | 0 | 0 | 22.1989 | 20.6483 | 21.3813 | 63.7542
5:15 | 3862.895 | 0 | 0.13726 | 0 | 0 | 0 | 0 | 0 | 0 | 0 | 0 | 0 | 22.199 | 22.3231 | 21.2738 | 58.9539 | 1626.303 | 0 | 0.057789 | 0 | 0 | 0 | 0 | 0 | 0 | 0 | 0 | 0 | 22.199 | 22.275 | 21.3195 | 59.5138 | 3755.171 | 0 | 0.13343 | 0 | 0 | 0 | 0 | 0 | 0 | 0 | 0 | 0 | 22.199 | 22.2879 | 21.3034 | 59.7194 | 1626.303 | 0 | 0.057789 | 0 | 0 | 0 | 0 | 0 | 0 | 0 | 0 | 0 | 22.199 | 22.275 | 21.2785 | 56.2106 | 2983.69 | 0 | 0.10602 | 0 | 0 | 0 | 0 | 0 | 0 | 0 | 0 | 0 | 22.1989 | 20.6483 | 21.3558 | 63.8541
5:30 | 3862.895 | 0 | 0.13726 | 0 | 0 | 0 | 0 | 0 | 0 | 0 | 0 | 0 | 22.199 | 22.3231 | 21.2805 | 58.9298 | 1626.303 | 0 | 0.057789 | 0 | 0 | 0 | 0 | 0 | 0 | 0 | 0 | 0 | 22.199 | 22.275 | 21.6581 | 58.2924 | 3755.171 | 0 | 0.13343 | 0 | 0 | 0 | 0 | 0 | 0 | 0 | 0 | 0 | 22.199 | 22.2879 | 21.7635 | 58.0609 | 1626.303 | 0 | 0.057789 | 0 | 0 | 0 | 0 | 0 | 0 | 0 | 0 | 0 | 22.199 | 22.275 | 21.2941 | 56.1568 | 2983.69 | 0 | 0.10602 | 0 | 0 | 0 | 0 | 0 | 0 | 0 | 0 | 0 | 22.1989 | 20.6483 | 21.3314 | 63.9496
5:45 | 3862.895 | 0 | 0.13726 | 0 | 0 | 0 | 0 | 0 | 0 | 0 | 0 | 0 | 22.199 | 22.3231 | 21.3277 | 58.7594 | 1626.303 | 0 | 0.057789 | 0 | 0 | 0 | 0 | 0 | 0 | 0 | 0 | 0 | 22.199 | 22.275 | 22.1762 | 56.4779 | 3755.171 | 0 | 0.13343 | 0 | 0 | 0 | 0 | 0 | 0 | 0 | 0 | 0 | 22.199 | 22.2879 | 22.3778 | 55.9266 | 1626.303 | 0 | 0.057789 | 0 | 0 | 0 | 0 | 0 | 0 | 0 | 0 | 0 | 22.199 | 22.275 | 21.3578 | 55.9376 | 2983.69 | 0 | 0.10602 | 0 | 0 | 0 | 0 | 0 | 0 | 0 | 0 | 0 | 22.1989 | 20.6483 | 21.3288 | 63.9599
6:00 | 3862.895 | 0 | 0.13726 | 0 | 0 | 0 | 0 | 0 | 0 | 0 | 0 | 0 | 22.199 | 22.3231 | 21.3963 | 58.5128 | 1626.303 | 0 | 0.057789 | 0 | 0 | 0 | 0 | 0 | 0 | 0 | 0 | 0 | 22.199 | 22.275 | 22.7732 | 54.4655 | 3755.171 | 0 | 0.13343 | 0 | 0 | 0 | 0 | 0 | 0 | 0 | 0 | 0 | 22.199 | 22.2879 | 23.0259 | 53.7704 | 1626.303 | 0 | 0.057789 | 0 | 0 | 0 | 0 | 0 | 0 | 0 | 0 | 0 | 22.199 | 22.275 | 21.447 | 55.6328 | 2983.69 | 0 | 0.10602 | 0 | 0 | 0 | 0 | 0 | 0 | 0 | 0 | 0 | 22.1989 | 20.6483 | 21.3442 | 63.8992
6:15 | 3862.895 | 0 | 0.13726 | 0 | 0 | 0 | 0 | 0 | 0 | 0 | 0 | 0 | 22.199 | 22.3231 | 21.48 | 58.2137 | 1626.303 | 0 | 0.057789 | 0 | 0 | 0 | 0 | 0 | 0 | 0 | 0 | 0 | 22.199 | 22.275 | 23.4054 | 52.4219 | 3755.171 | 26.3486 | 0.13343 | 0.0026057 | 0 | 0 | 0 | 0 | 0 | 0 | 0 | 0 | 22.199 | 22.2879 | 23.6327 | 51.8357 | 1626.303 | 0 | 0.057789 | 0 | 0 | 0 | 0 | 0 | 0 | 0 | 0 | 0 | 22.199 | 22.275 | 21.5534 | 55.2716 | 2983.69 | 0 | 0.10602 | 0 | 0 | 0 | 0 | 0 | 0 | 0 | 0 | 0 | 22.1989 | 20.6483 | 21.3772 | 63.7705
6:30 | 3862.895 | 0 | 0.13726 | 0 | 0 | 0 | 0 | 0 | 0 | 0 | 0 | 0 | 22.199 | 22.3231 | 21.546 | 57.9791 | 1626.303 | 62.0649 | 0.057789 | 0.0061647 | 0 | 0 | 0 | 0 | 0 | 0 | 0 | 0 | 22.199 | 22.275 | 23.8551 | 51.0208 | 3755.171 | 159.1829 | 0.13343 | 0.01574 | 0 | 0 | 0 | 0 | 0 | 0 | 0 | 0 | 22.199 | 22.2879 | 23.8998 | 50.9468 | 1626.303 | 0 | 0.057789 | 0 | 0 | 0 | 0 | 0 | 0 | 0 | 0 | 0 | 22.199 | 22.275 | 21.6345 | 54.9982 | 2983.69 | 0 | 0.10602 | 0 | 0 | 0 | 0 | 0 | 0 | 0 | 0 | 0 | 22.1989 | 20.6483 | 21.4089 | 63.6465
6:45 | 3862.895 | 0 | 0.13726 | 0 | 0 | 0 | 0 | 0 | 0 | 0 | 0 | 0 | 22.199 | 22.3231 | 21.6216 | 57.7115 | 1626.303 | 164.0681 | 0.057789 | 0.016253 | 0 | 0 | 0 | 0 | 0 | 0 | 0 | 0 | 22.199 | 22.275 | 23.8976 | 50.5876 | 3755.171 | 315.1183 | 0.13343 | 0.031159 | 0 | 0 | 0 | 0 | 0 | 0 | 0 | 0 | 22.199 | 22.2879 | 23.8995 | 50.6874 | 1626.303 | 0 | 0.057789 | 0 | 0 | 0 | 0 | 0 | 0 | 0 | 0 | 0 | 22.199 | 22.275 | 21.7269 | 54.6882 | 2983.69 | 0 | 0.10602 | 0 | 0 | 0 | 0 | 0 | 0 | 0 | 0 | 0 | 22.1989 | 20.6483 | 21.4479 | 63.4946
7:00 | 3862.895 | 0 | 0.13726 | 0 | 0 | 0 | 0 | 0 | 0 | 0 | 0 | 0 | 22.199 | 22.3231 | 21.7321 | 57.3228 | 1626.303 | 300.0572 | 0.057789 | 0.0297 | 0 | 0 | 0 | 0 | 0 | 0 | 0 | 0 | 22.199 | 22.275 | 23.8992 | 49.9933 | 3755.171 | 511.863 | 0.13343 | 0.050614 | 0 | 0 | 0 | 0 | 0 | 0 | 0 | 0 | 22.199 | 22.2879 | 23.8995 | 50.2128 | 1626.303 | 0 | 0.057789 | 0 | 0 | 0 | 0 | 0 | 0 | 0 | 0 | 0 | 22.199 | 22.275 | 21.8569 | 54.2557 | 2983.69 | 0 | 0.10602 | 0 | 0 | 0 | 0 | 0 | 0 | 0 | 0 | 0 | 22.1989 | 20.6483 | 21.5084 | 63.2597
7:15 | 3862.895 | 0 | 0.13726 | 0 | 0 | 0 | 0 | 0 | 0 | 0 | 0 | 0 | 22.199 | 22.3231 | 21.8487 | 56.9156 | 1626.303 | 472.0673 | 0.057789 | 0.04671 | 0 | 0 | 0 | 0 | 0 | 0 | 0 | 0 | 22.199 | 22.275 | 23.8992 | 49.2986 | 3755.171 | 707.7814 | 0.13343 | 0.069987 | 0 | 0 | 0 | 0 | 0 | 0 | 0 | 0 | 22.199 | 22.2879 | 23.8994 | 49.6788 | 1626.303 | 0 | 0.057789 | 0 | 0 | 0 | 0 | 0 | 0 | 0 | 0 | 0 | 22.199 | 22.275 | 21.9895 | 53.818 | 2983.69 | 0 | 0.10602 | 0 | 0 | 0 | 0 | 0 | 0 | 0 | 0 | 0 | 22.1989 | 20.6483 | 21.5724 | 63.0126
7:30 | 3862.895 | 0 | 0.13726 | 0 | 0 | 0 | 0 | 0 | 0 | 0 | 0 | 0 | 22.199 | 22.3231 | 21.9782 | 56.4677 | 1626.303 | 630.4086 | 0.057789 | 0.06234 | 0 | 0 | 0 | 0 | 0 | 0 | 0 | 0 | 22.199 | 22.275 | 23.8993 | 48.6681 | 3755.171 | 809.8678 | 0.13343 | 0.080082 | 0 | 0 | 0 | 0 | 0 | 0 | 0 | 0 | 22.199 | 22.2879 | 23.8995 | 49.1796 | 1626.303 | 0 | 0.057789 | 0 | 0 | 0 | 0 | 0 | 0 | 0 | 0 | 0 | 22.199 | 22.275 | 22.1294 | 53.3611 | 2983.69 | 0 | 0.10602 | 0 | 0 | 0 | 0 | 0 | 0 | 0 | 0 | 0 | 22.1989 | 20.6483 | 21.6363 | 62.7667
7:45 | 3862.895 | 0 | 0.13726 | 0 | 0 | 0 | 0 | 0 | 0 | 0 | 0 | 0 | 22.199 | 22.3231 | 22.1184 | 55.987 | 1626.303 | 780.2277 | 0.057789 | 0.077152 | 0 | 0 | 0 | 0 | 0 | 0 | 0 | 0 | 22.199 | 22.275 | 23.8995 | 48.1877 | 3755.171 | 891.6815 | 0.13343 | 0.088172 | 0 | 0 | 0 | 0 | 0 | 0 | 0 | 0 | 22.199 | 22.2879 | 23.8996 | 48.7678 | 1626.303 | 0 | 0.057789 | 0 | 0 | 0 | 0 | 0 | 0 | 0 | 0 | 0 | 22.199 | 22.275 | 22.2741 | 52.8928 | 2983.69 | 0 | 0.10602 | 0 | 0 | 0 | 0 | 0 | 0 | 0 | 0 | 0 | 22.1989 | 20.6483 | 21.698 | 62.5301
8:00 | 3862.895 | 0 | 0.13726 | 0 | 0 | 0 | 0 | 0 | 0 | 0 | 0 | 0 | 22.199 | 22.3231 | 22.2708 | 55.4697 | 1626.303 | 923.6415 | 0.057789 | 0.091332 | 0 | 0 | 0 | 0 | 0 | 0 | 0 | 0 | 22.199 | 22.275 | 23.8997 | 47.8865 | 3755.171 | 928.1633 | 0.13343 | 0.091779 | 0 | 0 | 0 | 0 | 0 | 0 | 0 | 0 | 22.199 | 22.2879 | 23.8997 | 48.4557 | 1626.303 | 0 | 0.057789 | 0 | 0 | 0 | 0 | 0 | 0 | 0 | 0 | 0 | 22.199 | 22.275 | 22.4293 | 52.3958 | 2983.69 | 0 | 0.10602 | 0 | 0 | 0 | 0 | 0 | 0 | 0 | 0 | 0 | 22.1989 | 20.6483 | 21.7569 | 62.3056
8:15 | 3862.895 | 32.2159 | 0.13726 | 0.0032079 | 0 | 0 | 0 | 0 | 0 | 0 | 0 | 0 | 22.199 | 22.3231 | 23.136 | 53.5117 | 1626.303 | 1176.295 | 0.057789 | 0.11631 | 0 | 0 | 0 | 0 | 0 | 0 | 0 | 0 | 22.199 | 22.275 | 23.8998 | 48.4489 | 3755.171 | 1193.554 | 0.13343 | 0.11802 | 0 | 0 | 0 | 0 | 0 | 0 | 0 | 0 | 22.199 | 22.2879 | 23.8998 | 48.9534 | 1626.303 | 19.2765 | 0.057789 | 0.0019182 | 0 | 0 | 0 | 0 | 0 | 0 | 0 | 0 | 22.199 | 22.275 | 23.2684 | 50.7283 | 2983.69 | 0 | 0.10602 | 0 | 0 | 0 | 0 | 0 | 0 | 0 | 0 | 0 | 22.1989 | 20.6483 | 22.537 | 60.2399
8:30 | 3862.895 | 187.3592 | 0.13726 | 0.018652 | 0 | 0 | 0 | 0 | 0 | 0 | 0 | 0 | 22.199 | 22.3231 | 23.7661 | 52.9096 | 1626.303 | 1413.877 | 0.057789 | 0.13981 | 0 | 0 | 0 | 0 | 0 | 0 | 0 | 0 | 22.199 | 22.275 | 23.8994 | 49.3186 | 3755.171 | 1458.049 | 0.13343 | 0.14417 | 0 | 0 | 0 | 0 | 0 | 0 | 0 | 0 | 22.199 | 22.2879 | 23.8995 | 50.0254 | 1626.303 | 85.5694 | 0.057789 | 0.00852 | 0 | 0 | 0 | 0 | 0 | 0 | 0 | 0 | 22.199 | 22.275 | 23.7972 | 50.6992 | 2983.69 | 194.3753 | 0.10602 | 0.019503 | 0 | 0 | 0 | 0 | 0 | 0 | 0 | 0 | 22.1989 | 20.6483 | 23.5028 | 58.2159
8:45 | 3862.895 | 401.8444 | 0.13726 | 0.039861 | 0 | 0 | 0 | 0 | 0 | 0 | 0 | 0 | 22.199 | 22.3231 | 23.8996 | 53.9569 | 1626.303 | 1645.362 | 0.057789 | 0.1627 | 0 | 0 | 0 | 0 | 0 | 0 | 0 | 0 | 22.199 | 22.275 | 23.8989 | 49.9357 | 3755.171 | 1721.149 | 0.13343 | 0.17019 | 0 | 0 | 0 | 0 | 0 | 0 | 0 | 0 | 22.199 | 22.2879 | 23.8991 | 51.0737 | 1626.303 | 184.9253 | 0.057789 | 0.018344 | 0 | 0 | 0 | 0 | 0 | 0 | 0 | 0 | 22.199 | 22.275 | 23.8997 | 52.2403 | 2983.69 | 459.6483 | 0.10602 | 0.045736 | 0 | 0 | 0 | 0 | 0 | 0 | 0 | 0 | 22.1989 | 20.6483 | 23.8989 | 58.0554
9:00 | 3862.895 | 642.7644 | 0.13726 | 0.063686 | 0 | 0 | 0 | 0 | 0 | 0 | 0 | 0 | 22.199 | 22.3231 | 23.8985 | 54.7492 | 1626.303 | 1867.335 | 0.057789 | 0.18466 | 0 | 0 | 0 | 0 | 0 | 0 | 0 | 0 | 22.199 | 22.275 | 23.898 | 50.0283 | 3755.171 | 1983.176 | 0.13343 | 0.19611 | 0 | 0 | 0 | 0 | 0 | 0 | 0 | 0 | 22.199 | 22.2879 | 23.8982 | 51.5507 | 1626.303 | 300.7133 | 0.057789 | 0.029794 | 0 | 0 | 0 | 0 | 0 | 0 | 0 | 0 | 22.199 | 22.275 | 23.8989 | 53.2463 | 2983.69 | 699.7824 | 0.10602 | 0.069483 | 0 | 0 | 0 | 0 | 0 | 0 | 0 | 0 | 22.1989 | 20.6483 | 23.8984 | 58.8914
9:15 | 3862.895 | 998.5027 | 0.13726 | 0.098846 | 0 | 0 | 0 | 0 | 0 | 0 | 0 | 0 | 22.199 | 22.3231 | 23.8981 | 55.9407 | 1626.303 | 1996.442 | 0.057789 | 0.19743 | 0 | 0 | 0 | 0 | 0 | 0 | 0 | 0 | 22.199 | 22.275 | 23.8977 | 50.1076 | 3755.171 | 2083.363 | 0.13343 | 0.20603 | 0 | 0 | 0 | 0 | 0 | 0 | 0 | 0 | 22.199 | 22.2879 | 23.8978 | 52.2714 | 1626.303 | 461.4943 | 0.057789 | 0.045683 | 0 | 0 | 0 | 0 | 0 | 0 | 0 | 0 | 22.199 | 22.275 | 23.8985 | 54.8143 | 2983.69 | 1193.426 | 0.10602 | 0.1183 | 0 | 0 | 0 | 0 | 0 | 0 | 0 | 0 | 22.1989 | 20.6483 | 23.8984 | 60.2276
9:30 | 3862.895 | 1262.284 | 0.13726 | 0.12484 | 0 | 0 | 0 | 0 | 0 | 0 | 0 | 0 | 22.199 | 22.3231 | 23.8965 | 56.0329 | 1626.303 | 2098.973 | 0.057789 | 0.20758 | 0 | 0 | 0 | 0 | 0 | 0 | 0 | 0 | 22.199 | 22.275 | 23.8974 | 49.9766 | 3755.171 | 2166.056 | 0.13343 | 0.21422 | 0 | 0 | 0 | 0 | 0 | 0 | 0 | 0 | 22.199 | 22.2879 | 23.897 | 52.4579 | 1626.303 | 590.2444 | 0.057789 | 0.058372 | 0 | 0 | 0 | 0 | 0 | 0 | 0 | 0 | 22.199 | 22.275 | 23.897 | 55.2322 | 2983.69 | 1515.186 | 0.10602 | 0.14985 | 0 | 0 | 0 | 0 | 0 | 0 | 0 | 0 | 22.1989 | 20.6483 | 23.8966 | 60.3196
9:45 | 3862.895 | 1494.03 | 0.13726 | 0.14777 | 0 | 0 | 0 | 0 | 0 | 0 | 0 | 0 | 22.199 | 22.3231 | 23.8961 | 55.4638 | 1626.303 | 2177.485 | 0.057789 | 0.21536 | 0 | 0 | 0 | 0 | 0 | 0 | 0 | 0 | 22.199 | 22.275 | 23.8974 | 49.8519 | 3755.171 | 2242.644 | 0.13343 | 0.2218 | 0 | 0 | 0 | 0 | 0 | 0 | 0 | 0 | 22.199 | 22.2879 | 23.8968 | 52.3959 | 1626.303 | 698.6015 | 0.057789 | 0.069093 | 0 | 0 | 0 | 0 | 0 | 0 | 0 | 0 | 22.199 | 22.275 | 23.8965 | 54.9016 | 2983.69 | 1786.601 | 0.10602 | 0.17671 | 0 | 0 | 0 | 0 | 0 | 0 | 0 | 0 | 22.1989 | 20.6483 | 23.8953 | 59.6465
10:00 | 3862.895 | 1721.129 | 0.13726 | 0.17024 | 0 | 0 | 0 | 0 | 0 | 0 | 0 | 0 | 22.199 | 22.3231 | 23.896 | 54.7496 | 1626.303 | 2234.18 | 0.057789 | 0.22097 | 0 | 0 | 0 | 0 | 0 | 0 | 0 | 0 | 22.199 | 22.275 | 23.8975 | 49.8066 | 3755.171 | 2324.823 | 0.13343 | 0.22994 | 0 | 0 | 0 | 0 | 0 | 0 | 0 | 0 | 22.199 | 22.2879 | 23.8969 | 52.3202 | 1626.303 | 800.4265 | 0.057789 | 0.079168 | 0 | 0 | 0 | 0 | 0 | 0 | 0 | 0 | 22.199 | 22.275 | 23.8963 | 54.3439 | 2983.69 | 2099.896 | 0.10602 | 0.20771 | 0 | 0 | 0 | 0 | 0 | 0 | 0 | 0 | 22.1989 | 20.6483 | 23.8952 | 58.7909
10:15 | 3862.895 | 1824.559 | 0.13726 | 0.18047 | 0 | 0 | 0 | 0 | 0 | 0 | 0 | 0 | 22.199 | 22.3231 | 23.8968 | 54.0166 | 1626.303 | 2231.292 | 0.057789 | 0.22068 | 0 | 0 | 0 | 0 | 0 | 0 | 0 | 0 | 22.199 | 22.275 | 23.8978 | 49.8227 | 3755.171 | 2319.405 | 0.13343 | 0.22941 | 0 | 0 | 0 | 0 | 0 | 0 | 0 | 0 | 22.199 | 22.2879 | 23.8973 | 52.2871 | 1626.303 | 848.3214 | 0.057789 | 0.083908 | 0 | 0 | 0 | 0 | 0 | 0 | 0 | 0 | 22.199 | 22.275 | 23.897 | 53.7322 | 2983.69 | 2178.251 | 0.10602 | 0.21547 | 0 | 0 | 0 | 0 | 0 | 0 | 0 | 0 | 22.1989 | 20.6483 | 23.8962 | 57.8778
10:30 | 3862.895 | 1916.959 | 0.13726 | 0.18961 | 0 | 0 | 0 | 0 | 0 | 0 | 0 | 0 | 22.199 | 22.3231 | 23.8976 | 53.6299 | 1626.303 | 2209.844 | 0.057789 | 0.21855 | 0 | 0 | 0 | 0 | 0 | 0 | 0 | 0 | 22.199 | 22.275 | 23.8982 | 49.8534 | 3755.171 | 2325.51 | 0.13343 | 0.23 | 0 | 0 | 0 | 0 | 0 | 0 | 0 | 0 | 22.199 | 22.2879 | 23.8978 | 52.2736 | 1626.303 | 889.4526 | 0.057789 | 0.087974 | 0 | 0 | 0 | 0 | 0 | 0 | 0 | 0 | 22.199 | 22.275 | 23.8976 | 53.4057 | 2983.69 | 2248.733 | 0.10602 | 0.22244 | 0 | 0 | 0 | 0 | 0 | 0 | 0 | 0 | 22.1989 | 20.6483 | 23.8972 | 57.3789
10:45 | 3862.895 | 1999.876 | 0.13726 | 0.1978 | 0 | 0 | 0 | 0 | 0 | 0 | 0 | 0 | 22.199 | 22.3231 | 23.8977 | 53.2927 | 1626.303 | 2171.212 | 0.057789 | 0.21473 | 0 | 0 | 0 | 0 | 0 | 0 | 0 | 0 | 22.199 | 22.275 | 23.8982 | 49.9011 | 3755.171 | 2340.024 | 0.13343 | 0.23143 | 0 | 0 | 0 | 0 | 0 | 0 | 0 | 0 | 22.199 | 22.2879 | 23.8979 | 52.2516 | 1626.303 | 925.7841 | 0.057789 | 0.091565 | 0 | 0 | 0 | 0 | 0 | 0 | 0 | 0 | 22.199 | 22.275 | 23.8977 | 53.1208 | 2983.69 | 2311.092 | 0.10602 | 0.22859 | 0 | 0 | 0 | 0 | 0 | 0 | 0 | 0 | 22.1989 | 20.6483 | 23.8974 | 56.9256
11:00 | 3862.895 | 2077.316 | 0.13726 | 0.20545 | 0 | 0 | 0 | 0 | 0 | 0 | 0 | 0 | 22.199 | 22.3231 | 23.8977 | 53.0262 | 1626.303 | 2116.984 | 0.057789 | 0.20936 | 0 | 0 | 0 | 0 | 0 | 0 | 0 | 0 | 22.199 | 22.275 | 23.8982 | 49.9652 | 3755.171 | 2360.262 | 0.13343 | 0.23343 | 0 | 0 | 0 | 0 | 0 | 0 | 0 | 0 | 22.199 | 22.2879 | 23.8979 | 52.2222 | 1626.303 | 959.1053 | 0.057789 | 0.094857 | 0 | 0 | 0 | 0 | 0 | 0 | 0 | 0 | 22.199 | 22.275 | 23.8978 | 52.8926 | 2983.69 | 2367.714 | 0.10602 | 0.23418 | 0 | 0 | 0 | 0 | 0 | 0 | 0 | 0 | 22.1989 | 20.6483 | 23.8974 | 56.5605
11:15 | 3862.895 | 2113.886 | 0.13726 | 0.20906 | 0 | 0 | 0 | 0 | 0 | 0 | 0 | 0 | 22.199 | 22.3231 | 23.8979 | 52.7534 | 1626.303 | 2032.877 | 0.057789 | 0.20104 | 0 | 0 | 0 | 0 | 0 | 0 | 0 | 0 | 22.199 | 22.275 | 23.8983 | 49.9862 | 3755.171 | 2347.643 | 0.13343 | 0.23218 | 0 | 0 | 0 | 0 | 0 | 0 | 0 | 0 | 22.199 | 22.2879 | 23.898 | 52.1292 | 1626.303 | 973.6467 | 0.057789 | 0.096293 | 0 | 0 | 0 | 0 | 0 | 0 | 0 | 0 | 22.199 | 22.275 | 23.8979 | 52.6458 | 2983.69 | 2359.471 | 0.10602 | 0.23336 | 0 | 0 | 0 | 0 | 0 | 0 | 0 | 0 | 22.1989 | 20.6483 | 23.8976 | 56.2197
11:30 | 3862.895 | 2141.242 | 0.13726 | 0.21177 | 0 | 0 | 0 | 0 | 0 | 0 | 0 | 0 | 22.199 | 22.3231 | 23.898 | 52.3365 | 1626.303 | 1934.802 | 0.057789 | 0.19134 | 0 | 0 | 0 | 0 | 0 | 0 | 0 | 0 | 22.199 | 22.275 | 23.8985 | 49.8659 | 3755.171 | 2332.327 | 0.13343 | 0.23066 | 0 | 0 | 0 | 0 | 0 | 0 | 0 | 0 | 22.199 | 22.2879 | 23.8981 | 51.8492 | 1626.303 | 984.3708 | 0.057789 | 0.097353 | 0 | 0 | 0 | 0 | 0 | 0 | 0 | 0 | 22.199 | 22.275 | 23.8981 | 52.2426 | 2983.69 | 2343.102 | 0.10602 | 0.23174 | 0 | 0 | 0 | 0 | 0 | 0 | 0 | 0 | 22.1989 | 20.6483 | 23.8978 | 55.7752
11:45 | 3862.895 | 2161.177 | 0.13726 | 0.21374 | 0 | 0 | 0 | 0 | 0 | 0 | 0 | 0 | 22.199 | 22.3231 | 23.8982 | 51.9854 | 1626.303 | 1826.21 | 0.057789 | 0.1806 | 0 | 0 | 0 | 0 | 0 | 0 | 0 | 0 | 22.199 | 22.275 | 23.8986 | 49.8511 | 3755.171 | 2316.869 | 0.13343 | 0.22913 | 0 | 0 | 0 | 0 | 0 | 0 | 0 | 0 | 22.199 | 22.2879 | 23.8982 | 51.6095 | 1626.303 | 991.5742 | 0.057789 | 0.098064 | 0 | 0 | 0 | 0 | 0 | 0 | 0 | 0 | 22.199 | 22.275 | 23.8982 | 51.9078 | 2983.69 | 2320.912 | 0.10602 | 0.22954 | 0 | 0 | 0 | 0 | 0 | 0 | 0 | 0 | 22.1989 | 20.6483 | 23.8979 | 55.3644
12:00 | 3862.895 | 2174.724 | 0.13726 | 0.21507 | 0 | 0 | 0 | 0 | 0 | 0 | 0 | 0 | 22.199 | 22.3231 | 23.8982 | 51.773 | 1626.303 | 1710.928 | 0.057789 | 0.1692 | 0 | 0 | 0 | 0 | 0 | 0 | 0 | 0 | 22.199 | 22.275 | 23.8986 | 49.9556 | 3755.171 | 2299.852 | 0.13343 | 0.22745 | 0 | 0 | 0 | 0 | 0 | 0 | 0 | 0 | 22.199 | 22.2879 | 23.8983 | 51.4868 | 1626.303 | 996.1005 | 0.057789 | 0.098511 | 0 | 0 | 0 | 0 | 0 | 0 | 0 | 0 | 22.199 | 22.275 | 23.8982 | 51.7137 | 2983.69 | 2294.194 | 0.10602 | 0.22689 | 0 | 0 | 0 | 0 | 0 | 0 | 0 | 0 | 22.1989 | 20.6483 | 23.898 | 55.0604
12:15 | 3862.895 | 2149.594 | 0.13726 | 0.21259 | 0 | 0 | 0 | 0 | 0 | 0 | 0 | 0 | 22.199 | 22.3231 | 23.8982 | 51.6479 | 1626.303 | 1578.127 | 0.057789 | 0.15606 | 0 | 0 | 0 | 0 | 0 | 0 | 0 | 0 | 22.199 | 22.275 | 23.8986 | 50.071 | 3755.171 | 2249.434 | 0.13343 | 0.22246 | 0 | 0 | 0 | 0 | 0 | 0 | 0 | 0 | 22.199 | 22.2879 | 23.8983 | 51.4242 | 1626.303 | 983.1612 | 0.057789 | 0.09723 | 0 | 0 | 0 | 0 | 0 | 0 | 0 | 0 | 22.199 | 22.275 | 23.8983 | 51.6023 | 2983.69 | 2203.524 | 0.10602 | 0.21792 | 0 | 0 | 0 | 0 | 0 | 0 | 0 | 0 | 22.1989 | 20.6483 | 23.898 | 54.8545
12:30 | 3862.895 | 2117.628 | 0.13726 | 0.20943 | 0 | 0 | 0 | 0 | 0 | 0 | 0 | 0 | 22.199 | 22.3231 | 23.8978 | 51.1417 | 1626.303 | 1446.47 | 0.057789 | 0.14304 | 0 | 0 | 0 | 0 | 0 | 0 | 0 | 0 | 22.199 | 22.275 | 23.8984 | 49.7516 | 3755.171 | 2194.898 | 0.13343 | 0.21707 | 0 | 0 | 0 | 0 | 0 | 0 | 0 | 0 | 22.199 | 22.2879 | 23.8978 | 50.9588 | 1626.303 | 966.8791 | 0.057789 | 0.09562 | 0 | 0 | 0 | 0 | 0 | 0 | 0 | 0 | 22.199 | 22.275 | 23.8978 | 51.0883 | 2983.69 | 2105.325 | 0.10602 | 0.20821 | 0 | 0 | 0 | 0 | 0 | 0 | 0 | 0 | 22.1989 | 20.6483 | 23.8975 | 54.3524
12:45 | 3862.895 | 2080.905 | 0.13726 | 0.20579 | 0 | 0 | 0 | 0 | 0 | 0 | 0 | 0 | 22.199 | 22.3231 | 23.898 | 50.5456 | 1626.303 | 1332.058 | 0.057789 | 0.13173 | 0 | 0 | 0 | 0 | 0 | 0 | 0 | 0 | 22.199 | 22.275 | 23.8987 | 49.4331 | 3755.171 | 2137.978 | 0.13343 | 0.21144 | 0 | 0 | 0 | 0 | 0 | 0 | 0 | 0 | 22.199 | 22.2879 | 23.898 | 50.4105 | 1626.303 | 948.0767 | 0.057789 | 0.093761 | 0 | 0 | 0 | 0 | 0 | 0 | 0 | 0 | 22.199 | 22.275 | 23.898 | 50.491 | 2983.69 | 2001.885 | 0.10602 | 0.19799 | 0 | 0 | 0 | 0 | 0 | 0 | 0 | 0 | 22.1989 | 20.6483 | 23.8976 | 53.7016
13:00 | 3862.895 | 2040.529 | 0.13726 | 0.2018 | 0 | 0 | 0 | 0 | 0 | 0 | 0 | 0 | 22.199 | 22.3231 | 23.8983 | 50.1238 | 1626.303 | 1234.486 | 0.057789 | 0.12208 | 0 | 0 | 0 | 0 | 0 | 0 | 0 | 0 | 22.199 | 22.275 | 23.8987 | 49.2769 | 3755.171 | 2079.217 | 0.13343 | 0.20563 | 0 | 0 | 0 | 0 | 0 | 0 | 0 | 0 | 22.199 | 22.2879 | 23.8983 | 50.0304 | 1626.303 | 929.3986 | 0.057789 | 0.091914 | 0 | 0 | 0 | 0 | 0 | 0 | 0 | 0 | 22.199 | 22.275 | 23.8983 | 50.0802 | 2983.69 | 1894.412 | 0.10602 | 0.18736 | 0 | 0 | 0 | 0 | 0 | 0 | 0 | 0 | 22.1989 | 20.6483 | 23.8978 | 53.1441
13:15 | 3862.895 | 2125.062 | 0.13726 | 0.21016 | 0 | 0 | 0 | 0 | 0 | 0 | 0 | 0 | 22.199 | 22.3231 | 23.8985 | 49.8961 | 1626.303 | 1212.808 | 0.057789 | 0.11994 | 0 | 0 | 0 | 0 | 0 | 0 | 0 | 0 | 22.199 | 22.275 | 23.8988 | 49.261 | 3755.171 | 2147.071 | 0.13343 | 0.21234 | 0 | 0 | 0 | 0 | 0 | 0 | 0 | 0 | 22.199 | 22.2879 | 23.8985 | 49.8371 | 1626.303 | 973.5936 | 0.057789 | 0.096284 | 0 | 0 | 0 | 0 | 0 | 0 | 0 | 0 | 22.199 | 22.275 | 23.8986 | 49.8646 | 2983.69 | 2012.953 | 0.10602 | 0.19908 | 0 | 0 | 0 | 0 | 0 | 0 | 0 | 0 | 22.1989 | 20.6483 | 23.898 | 52.7323
13:30 | 3862.895 | 2216.193 | 0.13726 | 0.21917 | 0 | 0 | 0 | 0 | 0 | 0 | 0 | 0 | 22.199 | 22.3231 | 23.8985 | 50.2645 | 1626.303 | 1211.767 | 0.057789 | 0.11983 | 0 | 0 | 0 | 0 | 0 | 0 | 0 | 0 | 22.199 | 22.275 | 23.8988 | 49.7871 | 3755.171 | 2222.628 | 0.13343 | 0.2198 | 0 | 0 | 0 | 0 | 0 | 0 | 0 | 0 | 22.199 | 22.2879 | 23.8985 | 50.2331 | 1626.303 | 1030.74 | 0.057789 | 0.10193 | 0 | 0 | 0 | 0 | 0 | 0 | 0 | 0 | 22.199 | 22.275 | 23.8985 | 50.2423 | 2983.69 | 2141.196 | 0.10602 | 0.21176 | 0 | 0 | 0 | 0 | 0 | 0 | 0 | 0 | 22.1989 | 20.6483 | 23.8978 | 52.8849
13:45 | 3862.895 | 2311.757 | 0.13726 | 0.22862 | 0 | 0 | 0 | 0 | 0 | 0 | 0 | 0 | 22.199 | 22.3231 | 23.8983 | 50.7513 | 1626.303 | 1216.366 | 0.057789 | 0.12029 | 0 | 0 | 0 | 0 | 0 | 0 | 0 | 0 | 22.199 | 22.275 | 23.8985 | 50.3582 | 3755.171 | 2302.487 | 0.13343 | 0.2277 | 0 | 0 | 0 | 0 | 0 | 0 | 0 | 0 | 22.199 | 22.2879 | 23.8983 | 50.7432 | 1626.303 | 1103.023 | 0.057789 | 0.10908 | 0 | 0 | 0 | 0 | 0 | 0 | 0 | 0 | 22.199 | 22.275 | 23.8982 | 50.6906 | 2983.69 | 2275.659 | 0.10602 | 0.22506 | 0 | 0 | 0 | 0 | 0 | 0 | 0 | 0 | 22.1989 | 20.6483 | 23.8977 | 53.2651
14:00 | 3862.895 | 2410.858 | 0.13726 | 0.23842 | 0 | 0 | 0 | 0 | 0 | 0 | 0 | 0 | 22.199 | 22.3231 | 23.8979 | 51.053 | 1626.303 | 1227.208 | 0.057789 | 0.12136 | 0 | 0 | 0 | 0 | 0 | 0 | 0 | 0 | 22.199 | 22.275 | 23.8981 | 50.7031 | 3755.171 | 2384.751 | 0.13343 | 0.23584 | 0 | 0 | 0 | 0 | 0 | 0 | 0 | 0 | 22.199 | 22.2879 | 23.8979 | 51.0688 | 1626.303 | 1190.843 | 0.057789 | 0.11777 | 0 | 0 | 0 | 0 | 0 | 0 | 0 | 0 | 22.199 | 22.275 | 23.8978 | 50.8909 | 2983.69 | 2414.433 | 0.10602 | 0.23879 | 0 | 0 | 0 | 0 | 0 | 0 | 0 | 0 | 22.1989 | 20.6483 | 23.8975 | 53.5958
14:15 | 3862.895 | 2464.066 | 0.13726 | 0.24369 | 0 | 0 | 0 | 0 | 0 | 0 | 0 | 0 | 22.199 | 22.3231 | 23.8976 | 51.1494 | 1626.303 | 1220.928 | 0.057789 | 0.12074 | 0 | 0 | 0 | 0 | 0 | 0 | 0 | 0 | 22.199 | 22.275 | 23.8978 | 50.8418 | 3755.171 | 2419.168 | 0.13343 | 0.23925 | 0 | 0 | 0 | 0 | 0 | 0 | 0 | 0 | 22.199 | 22.2879 | 23.8977 | 51.1917 | 1626.303 | 1270.672 | 0.057789 | 0.12567 | 0 | 0 | 0 | 0 | 0 | 0 | 0 | 0 | 22.199 | 22.275 | 23.8975 | 50.8408 | 2983.69 | 2467.888 | 0.10602 | 0.24408 | 0 | 0 | 0 | 0 | 0 | 0 | 0 | 0 | 22.1989 | 20.6483 | 23.8973 | 53.7924
14:30 | 3862.895 | 2517.296 | 0.13726 | 0.24896 | 0 | 0 | 0 | 0 | 0 | 0 | 0 | 0 | 22.199 | 22.3231 | 23.8975 | 51.3736 | 1626.303 | 1217.431 | 0.057789 | 0.1204 | 0 | 0 | 0 | 0 | 0 | 0 | 0 | 0 | 22.199 | 22.275 | 23.8976 | 51.1283 | 3755.171 | 2451.872 | 0.13343 | 0.24249 | 0 | 0 | 0 | 0 | 0 | 0 | 0 | 0 | 22.199 | 22.2879 | 23.8975 | 51.4465 | 1626.303 | 1361.642 | 0.057789 | 0.13467 | 0 | 0 | 0 | 0 | 0 | 0 | 0 | 0 | 22.199 | 22.275 | 23.8973 | 50.8958 | 2983.69 | 2521.818 | 0.10602 | 0.24942 | 0 | 0 | 0 | 0 | 0 | 0 | 0 | 0 | 22.1989 | 20.6483 | 23.8971 | 54.1314
14:45 | 3862.895 | 2569.689 | 0.13726 | 0.25415 | 0 | 0 | 0 | 0 | 0 | 0 | 0 | 0 | 22.199 | 22.3231 | 23.8973 | 51.5894 | 1626.303 | 1216.059 | 0.057789 | 0.12027 | 0 | 0 | 0 | 0 | 0 | 0 | 0 | 0 | 22.199 | 22.275 | 23.8974 | 51.4119 | 3755.171 | 2482.471 | 0.13343 | 0.24552 | 0 | 0 | 0 | 0 | 0 | 0 | 0 | 0 | 22.199 | 22.2879 | 23.8973 | 51.6975 | 1626.303 | 1461.557 | 0.057789 | 0.14455 | 0 | 0 | 0 | 0 | 0 | 0 | 0 | 0 | 22.199 | 22.275 | 23.8971 | 50.9162 | 2983.69 | 2575.959 | 0.10602 | 0.25478 | 0 | 0 | 0 | 0 | 0 | 0 | 0 | 0 | 22.1989 | 20.6483 | 23.8969 | 54.477
15:00 | 3862.895 | 2621.241 | 0.13726 | 0.25925 | 0 | 0 | 0 | 0 | 0 | 0 | 0 | 0 | 22.199 | 22.3231 | 23.8971 | 51.6992 | 1626.303 | 1215.029 | 0.057789 | 0.12017 | 0 | 0 | 0 | 0 | 0 | 0 | 0 | 0 | 22.199 | 22.275 | 23.8972 | 51.5878 | 3755.171 | 2508.069 | 0.13343 | 0.24806 | 0 | 0 | 0 | 0 | 0 | 0 | 0 | 0 | 22.199 | 22.2879 | 23.8971 | 51.8459 | 1626.303 | 1582.417 | 0.057789 | 0.15651 | 0 | 0 | 0 | 0 | 0 | 0 | 0 | 0 | 22.199 | 22.275 | 23.8968 | 50.8199 | 2983.69 | 2630.141 | 0.10602 | 0.26014 | 0 | 0 | 0 | 0 | 0 | 0 | 0 | 0 | 22.1989 | 20.6483 | 23.8966 | 54.7199
15:15 | 3862.895 | 2636.455 | 0.13726 | 0.26076 | 0 | 0 | 0 | 0 | 0 | 0 | 0 | 0 | 22.199 | 22.3231 | 23.8969 | 51.7114 | 1626.303 | 1198.77 | 0.057789 | 0.11856 | 0 | 0 | 0 | 0 | 0 | 0 | 0 | 0 | 22.199 | 22.275 | 23.8971 | 51.6712 | 3755.171 | 2495.512 | 0.13343 | 0.24682 | 0 | 0 | 0 | 0 | 0 | 0 | 0 | 0 | 22.199 | 22.2879 | 23.897 | 51.9044 | 1626.303 | 1700.971 | 0.057789 | 0.16824 | 0 | 0 | 0 | 0 | 0 | 0 | 0 | 0 | 22.199 | 22.275 | 23.8971 | 50.6002 | 2983.69 | 2623.219 | 0.10602 | 0.25946 | 0 | 0 | 0 | 0 | 0 | 0 | 0 | 0 | 22.1989 | 20.6483 | 23.8965 | 54.8458
15:30 | 3862.895 | 2645.74 | 0.13726 | 0.26168 | 0 | 0 | 0 | 0 | 0 | 0 | 0 | 0 | 22.199 | 22.3231 | 23.897 | 51.7169 | 1626.303 | 1180.931 | 0.057789 | 0.1168 | 0 | 0 | 0 | 0 | 0 | 0 | 0 | 0 | 22.199 | 22.275 | 23.8971 | 51.7506 | 3755.171 | 2475.802 | 0.13343 | 0.24487 | 0 | 0 | 0 | 0 | 0 | 0 | 0 | 0 | 22.199 | 22.2879 | 23.897 | 51.9616 | 1626.303 | 1827.467 | 0.057789 | 0.18075 | 0 | 0 | 0 | 0 | 0 | 0 | 0 | 0 | 22.199 | 22.275 | 23.8972 | 50.3718 | 2983.69 | 2611.764 | 0.10602 | 0.25833 | 0 | 0 | 0 | 0 | 0 | 0 | 0 | 0 | 22.1989 | 20.6483 | 23.8966 | 54.9691
15:45 | 3862.895 | 2649.147 | 0.13726 | 0.26202 | 0 | 0 | 0 | 0 | 0 | 0 | 0 | 0 | 22.199 | 22.3231 | 23.8969 | 51.721 | 1626.303 | 1161.605 | 0.057789 | 0.11489 | 0 | 0 | 0 | 0 | 0 | 0 | 0 | 0 | 22.199 | 22.275 | 23.8971 | 51.8273 | 3755.171 | 2449.764 | 0.13343 | 0.2423 | 0 | 0 | 0 | 0 | 0 | 0 | 0 | 0 | 22.199 | 22.2879 | 23.897 | 52.0176 | 1626.303 | 1958.659 | 0.057789 | 0.19372 | 0 | 0 | 0 | 0 | 0 | 0 | 0 | 0 | 22.199 | 22.275 | 23.8972 | 50.1744 | 2983.69 | 2596.523 | 0.10602 | 0.25683 | 0 | 0 | 0 | 0 | 0 | 0 | 0 | 0 | 22.1989 | 20.6483 | 23.8965 | 55.0745
16:00 | 3862.895 | 2645.281 | 0.13726 | 0.26164 | 0 | 0 | 0 | 0 | 0 | 0 | 0 | 0 | 22.199 | 22.3231 | 23.8969 | 51.7174 | 1626.303 | 1141.866 | 0.057789 | 0.11294 | 0 | 0 | 0 | 0 | 0 | 0 | 0 | 0 | 22.199 | 22.275 | 23.8971 | 51.8924 | 3755.171 | 2420.309 | 0.13343 | 0.23939 | 0 | 0 | 0 | 0 | 0 | 0 | 0 | 0 | 22.199 | 22.2879 | 23.897 | 52.0626 | 1626.303 | 2077.119 | 0.057789 | 0.20544 | 0 | 0 | 0 | 0 | 0 | 0 | 0 | 0 | 22.199 | 22.275 | 23.8973 | 50.0127 | 2983.69 | 2578.056 | 0.10602 | 0.255 | 0 | 0 | 0 | 0 | 0 | 0 | 0 | 0 | 22.1989 | 20.6483 | 23.8964 | 55.1409
16:15 | 3862.895 | 2614.002 | 0.13726 | 0.25855 | 0 | 0 | 0 | 0 | 0 | 0 | 0 | 0 | 22.199 | 22.3231 | 23.8969 | 51.7084 | 1626.303 | 1112.614 | 0.057789 | 0.11004 | 0 | 0 | 0 | 0 | 0 | 0 | 0 | 0 | 22.199 | 22.275 | 23.8971 | 51.9467 | 3755.171 | 2366.927 | 0.13343 | 0.23411 | 0 | 0 | 0 | 0 | 0 | 0 | 0 | 0 | 22.199 | 22.2879 | 23.897 | 52.0975 | 1626.303 | 2175.627 | 0.057789 | 0.21518 | 0 | 0 | 0 | 0 | 0 | 0 | 0 | 0 | 22.199 | 22.275 | 23.8973 | 49.8804 | 2983.69 | 2519.891 | 0.10602 | 0.24925 | 0 | 0 | 0 | 0 | 0 | 0 | 0 | 0 | 22.1989 | 20.6483 | 23.8964 | 55.1689
16:30 | 3862.895 | 2571.411 | 0.13726 | 0.25433 | 0 | 0 | 0 | 0 | 0 | 0 | 0 | 0 | 22.199 | 22.3231 | 23.8971 | 51.7822 | 1626.303 | 1080.568 | 0.057789 | 0.10687 | 0 | 0 | 0 | 0 | 0 | 0 | 0 | 0 | 22.199 | 22.275 | 23.8972 | 52.0829 | 3755.171 | 2305.666 | 0.13343 | 0.22805 | 0 | 0 | 0 | 0 | 0 | 0 | 0 | 0 | 22.199 | 22.2879 | 23.8971 | 52.2202 | 1626.303 | 2262.196 | 0.057789 | 0.22374 | 0 | 0 | 0 | 0 | 0 | 0 | 0 | 0 | 22.199 | 22.275 | 23.8974 | 49.8055 | 2983.69 | 2458.029 | 0.10602 | 0.24313 | 0 | 0 | 0 | 0 | 0 | 0 | 0 | 0 | 22.1989 | 20.6483 | 23.8967 | 55.3409
16:45 | 3862.895 | 2516.95 | 0.13726 | 0.24894 | 0 | 0 | 0 | 0 | 0 | 0 | 0 | 0 | 22.199 | 22.3231 | 23.8971 | 51.8852 | 1626.303 | 1046.445 | 0.057789 | 0.1035 | 0 | 0 | 0 | 0 | 0 | 0 | 0 | 0 | 22.199 | 22.275 | 23.8972 | 52.2463 | 3755.171 | 2238.576 | 0.13343 | 0.22141 | 0 | 0 | 0 | 0 | 0 | 0 | 0 | 0 | 22.199 | 22.2879 | 23.8971 | 52.3744 | 1626.303 | 2333.873 | 0.057789 | 0.23083 | 0 | 0 | 0 | 0 | 0 | 0 | 0 | 0 | 22.199 | 22.275 | 23.8974 | 49.745 | 2983.69 | 2392.487 | 0.10602 | 0.23665 | 0 | 0 | 0 | 0 | 0 | 0 | 0 | 0 | 22.1989 | 20.6483 | 23.8967 | 55.5622
17:00 | 3862.895 | 2449.733 | 0.13726 | 0.2423 | 0 | 0 | 0 | 0 | 0 | 0 | 0 | 0 | 22.199 | 22.3231 | 23.8971 | 51.9773 | 1626.303 | 1010.257 | 0.057789 | 0.09992 | 0 | 0 | 0 | 0 | 0 | 0 | 0 | 0 | 22.199 | 22.275 | 23.8972 | 52.3905 | 3755.171 | 2165.937 | 0.13343 | 0.21422 | 0 | 0 | 0 | 0 | 0 | 0 | 0 | 0 | 22.199 | 22.2879 | 23.8971 | 52.5102 | 1626.303 | 2387.76 | 0.057789 | 0.23616 | 0 | 0 | 0 | 0 | 0 | 0 | 0 | 0 | 22.199 | 22.275 | 23.8974 | 49.6868 | 2983.69 | 2323.269 | 0.10602 | 0.2298 | 0 | 0 | 0 | 0 | 0 | 0 | 0 | 0 | 22.1989 | 20.6483 | 23.8966 | 55.7463
17:15 | 3862.895 | 2409.234 | 0.13726 | 0.23829 | 0 | 0 | 0 | 0 | 0 | 0 | 0 | 0 | 22.199 | 22.3231 | 23.8971 | 52.0573 | 1626.303 | 989.0338 | 0.057789 | 0.097821 | 0 | 0 | 0 | 0 | 0 | 0 | 0 | 0 | 22.199 | 22.275 | 23.8972 | 52.5092 | 3755.171 | 2127.267 | 0.13343 | 0.2104 | 0 | 0 | 0 | 0 | 0 | 0 | 0 | 0 | 22.199 | 22.2879 | 23.8971 | 52.6196 | 1626.303 | 2438.862 | 0.057789 | 0.24121 | 0 | 0 | 0 | 0 | 0 | 0 | 0 | 0 | 22.199 | 22.275 | 23.8975 | 49.6399 | 2983.69 | 2323.691 | 0.10602 | 0.22984 | 0 | 0 | 0 | 0 | 0 | 0 | 0 | 0 | 22.1989 | 20.6483 | 23.8965 | 55.8708
17:30 | 3862.895 | 2358.878 | 0.13726 | 0.23331 | 0 | 0 | 0 | 0 | 0 | 0 | 0 | 0 | 22.199 | 22.3231 | 23.8971 | 52.1413 | 1626.303 | 967.3511 | 0.057789 | 0.095676 | 0 | 0 | 0 | 0 | 0 | 0 | 0 | 0 | 22.199 | 22.275 | 23.8972 | 52.6176 | 3755.171 | 2086.879 | 0.13343 | 0.20641 | 0 | 0 | 0 | 0 | 0 | 0 | 0 | 0 | 22.199 | 22.2879 | 23.8971 | 52.7172 | 1626.303 | 2465.374 | 0.057789 | 0.24383 | 0 | 0 | 0 | 0 | 0 | 0 | 0 | 0 | 22.199 | 22.275 | 23.8975 | 49.6136 | 2983.69 | 2321.744 | 0.10602 | 0.22965 | 0 | 0 | 0 | 0 | 0 | 0 | 0 | 0 | 22.1989 | 20.6483 | 23.8964 | 55.949
17:45 | 3862.895 | 2298.329 | 0.13726 | 0.22732 | 0 | 0 | 0 | 0 | 0 | 0 | 0 | 0 | 22.199 | 22.3231 | 23.8971 | 52.2424 | 1626.303 | 943.9922 | 0.057789 | 0.093366 | 0 | 0 | 0 | 0 | 0 | 0 | 0 | 0 | 22.199 | 22.275 | 23.8972 | 52.7302 | 3755.171 | 2042.014 | 0.13343 | 0.20197 | 0 | 0 | 0 | 0 | 0 | 0 | 0 | 0 | 22.199 | 22.2879 | 23.8971 | 52.8183 | 1626.303 | 2464.095 | 0.057789 | 0.2437 | 0 | 0 | 0 | 0 | 0 | 0 | 0 | 0 | 22.199 | 22.275 | 23.8976 | 49.6115 | 2983.69 | 2317.142 | 0.10602 | 0.22919 | 0 | 0 | 0 | 0 | 0 | 0 | 0 | 0 | 22.1989 | 20.6483 | 23.8964 | 56.0016
18:00 | 3862.895 | 2229.436 | 0.13726 | 0.22051 | 0 | 0 | 0 | 0 | 0 | 0 | 0 | 0 | 22.199 | 22.3231 | 23.8971 | 52.3664 | 1626.303 | 918.4279 | 0.057789 | 0.090838 | 0 | 0 | 0 | 0 | 0 | 0 | 0 | 0 | 22.199 | 22.275 | 23.8972 | 52.8561 | 3755.171 | 1991.553 | 0.13343 | 0.19698 | 0 | 0 | 0 | 0 | 0 | 0 | 0 | 0 | 22.199 | 22.2879 | 23.8971 | 52.9325 | 1626.303 | 2430.48 | 0.057789 | 0.24038 | 0 | 0 | 0 | 0 | 0 | 0 | 0 | 0 | 22.199 | 22.275 | 23.8976 | 49.636 | 2983.69 | 2309.44 | 0.10602 | 0.22843 | 0 | 0 | 0 | 0 | 0 | 0 | 0 | 0 | 22.1989 | 20.6483 | 23.8964 | 56.0444
18:15 | 3862.895 | 2018.993 | 0.13726 | 0.19969 | 0 | 0 | 0 | 0 | 0 | 0 | 0 | 0 | 22.199 | 22.3231 | 23.8971 | 52.5123 | 1626.303 | 830.0702 | 0.057789 | 0.082098 | 0 | 0 | 0 | 0 | 0 | 0 | 0 | 0 | 22.199 | 22.275 | 23.8972 | 53.0002 | 3755.171 | 1800.282 | 0.13343 | 0.17806 | 0 | 0 | 0 | 0 | 0 | 0 | 0 | 0 | 22.199 | 22.2879 | 23.8971 | 53.0652 | 1626.303 | 2296.879 | 0.057789 | 0.22716 | 0 | 0 | 0 | 0 | 0 | 0 | 0 | 0 | 22.199 | 22.275 | 23.8977 | 49.6918 | 2983.69 | 2059.326 | 0.10602 | 0.20369 | 0 | 0 | 0 | 0 | 0 | 0 | 0 | 0 | 22.1989 | 20.6483 | 23.8964 | 56.0865
18:30 | 3862.895 | 1787.714 | 0.13726 | 0.17681 | 0 | 0 | 0 | 0 | 0 | 0 | 0 | 0 | 22.199 | 22.3231 | 23.8978 | 52.3014 | 1626.303 | 732.1437 | 0.057789 | 0.072412 | 0 | 0 | 0 | 0 | 0 | 0 | 0 | 0 | 22.199 | 22.275 | 23.898 | 52.7953 | 3755.171 | 1587.948 | 0.13343 | 0.15706 | 0 | 0 | 0 | 0 | 0 | 0 | 0 | 0 | 22.199 | 22.2879 | 23.8979 | 52.8735 | 1626.303 | 2109.986 | 0.057789 | 0.20868 | 0 | 0 | 0 | 0 | 0 | 0 | 0 | 0 | 22.199 | 22.275 | 23.8979 | 49.3505 | 2983.69 | 1789.736 | 0.10602 | 0.17702 | 0 | 0 | 0 | 0 | 0 | 0 | 0 | 0 | 22.1989 | 20.6483 | 23.8978 | 55.9855
18:45 | 3862.895 | 1538.283 | 0.13726 | 0.15214 | 0 | 0 | 0 | 0 | 0 | 0 | 0 | 0 | 22.199 | 22.3231 | 23.8982 | 52.0467 | 1626.303 | 625.9959 | 0.057789 | 0.061912 | 0 | 0 | 0 | 0 | 0 | 0 | 0 | 0 | 22.199 | 22.275 | 23.8983 | 52.5539 | 3755.171 | 1357.338 | 0.13343 | 0.13424 | 0 | 0 | 0 | 0 | 0 | 0 | 0 | 0 | 22.199 | 22.2879 | 23.8982 | 52.6446 | 1626.303 | 1859.027 | 0.057789 | 0.18386 | 0 | 0 | 0 | 0 | 0 | 0 | 0 | 0 | 22.199 | 22.275 | 23.8984 | 49.0928 | 2983.69 | 1504.49 | 0.10602 | 0.1488 | 0 | 0 | 0 | 0 | 0 | 0 | 0 | 0 | 22.1989 | 20.6483 | 23.8981 | 55.8794
19:00 | 3862.895 | 1275.011 | 0.13726 | 0.1261 | 0 | 0 | 0 | 0 | 0 | 0 | 0 | 0 | 22.199 | 22.3231 | 23.8985 | 51.9614 | 1626.303 | 514.0746 | 0.057789 | 0.050841 | 0 | 0 | 0 | 0 | 0 | 0 | 0 | 0 | 22.199 | 22.275 | 23.8985 | 52.4853 | 3755.171 | 1113.671 | 0.13343 | 0.11014 | 0 | 0 | 0 | 0 | 0 | 0 | 0 | 0 | 22.199 | 22.2879 | 23.8985 | 52.5748 | 1626.303 | 1546.407 | 0.057789 | 0.15293 | 0 | 0 | 0 | 0 | 0 | 0 | 0 | 0 | 22.199 | 22.275 | 23.8989 | 49.1249 | 2983.69 | 1206.511 | 0.10602 | 0.11933 | 0 | 0 | 0 | 0 | 0 | 0 | 0 | 0 | 22.1989 | 20.6483 | 23.8982 | 55.8522
19:15 | 3862.895 | 1049.046 | 0.13726 | 0.10375 | 0 | 0 | 0 | 0 | 0 | 0 | 0 | 0 | 22.199 | 22.3231 | 23.8987 | 52.0733 | 1626.303 | 418.1957 | 0.057789 | 0.041357 | 0 | 0 | 0 | 0 | 0 | 0 | 0 | 0 | 22.199 | 22.275 | 23.8987 | 52.615 | 3755.171 | 907.0294 | 0.13343 | 0.089701 | 0 | 0 | 0 | 0 | 0 | 0 | 0 | 0 | 22.199 | 22.2879 | 23.8987 | 52.6919 | 1626.303 | 1231.617 | 0.057789 | 0.1218 | 0 | 0 | 0 | 0 | 0 | 0 | 0 | 0 | 22.199 | 22.275 | 23.8991 | 49.4068 | 2983.69 | 971.2623 | 0.10602 | 0.096055 | 0 | 0 | 0 | 0 | 0 | 0 | 0 | 0 | 22.1989 | 20.6483 | 23.8983 | 55.9195
19:30 | 3862.895 | 828.3059 | 0.13726 | 0.081913 | 0 | 0 | 0 | 0 | 0 | 0 | 0 | 0 | 22.199 | 22.3231 | 23.8992 | 51.729 | 1626.303 | 324.4469 | 0.057789 | 0.032085 | 0 | 0 | 0 | 0 | 0 | 0 | 0 | 0 | 22.199 | 22.275 | 23.8993 | 52.2869 | 3755.171 | 704.7668 | 0.13343 | 0.069696 | 0 | 0 | 0 | 0 | 0 | 0 | 0 | 0 | 22.199 | 22.2879 | 23.8993 | 52.376 | 1626.303 | 939.8327 | 0.057789 | 0.092939 | 0 | 0 | 0 | 0 | 0 | 0 | 0 | 0 | 22.199 | 22.275 | 23.8994 | 49.1463 | 2983.69 | 729.4363 | 0.10602 | 0.072137 | 0 | 0 | 0 | 0 | 0 | 0 | 0 | 0 | 22.1989 | 20.6483 | 23.8994 | 55.6739
19:45 | 3862.895 | 618.4172 | 0.13726 | 0.061155 | 0 | 0 | 0 | 0 | 0 | 0 | 0 | 0 | 22.199 | 22.3231 | 23.8995 | 51.1974 | 1626.303 | 234.8532 | 0.057789 | 0.023224 | 0 | 0 | 0 | 0 | 0 | 0 | 0 | 0 | 22.199 | 22.275 | 23.8995 | 51.7718 | 3755.171 | 511.4096 | 0.13343 | 0.050573 | 0 | 0 | 0 | 0 | 0 | 0 | 0 | 0 | 22.199 | 22.2879 | 23.8995 | 51.8804 | 1626.303 | 695.7582 | 0.057789 | 0.068801 | 0 | 0 | 0 | 0 | 0 | 0 | 0 | 0 | 22.199 | 22.275 | 23.8995 | 48.6853 | 2983.69 | 483.5528 | 0.10602 | 0.04782 | 0 | 0 | 0 | 0 | 0 | 0 | 0 | 0 | 22.1989 | 20.6483 | 23.8996 | 55.3102
20:00 | 3862.895 | 420.0232 | 0.13726 | 0.041534 | 0 | 0 | 0 | 0 | 0 | 0 | 0 | 0 | 22.199 | 22.3231 | 23.8996 | 50.7245 | 1626.303 | 149.4962 | 0.057789 | 0.014783 | 0 | 0 | 0 | 0 | 0 | 0 | 0 | 0 | 22.199 | 22.275 | 23.8997 | 51.3161 | 3755.171 | 327.2345 | 0.13343 | 0.032359 | 0 | 0 | 0 | 0 | 0 | 0 | 0 | 0 | 22.199 | 22.2879 | 23.8997 | 51.4379 | 1626.303 | 512.0896 | 0.057789 | 0.050637 | 0 | 0 | 0 | 0 | 0 | 0 | 0 | 0 | 22.199 | 22.275 | 23.8997 | 48.3124 | 2983.69 | 235.8894 | 0.10602 | 0.023326 | 0 | 0 | 0 | 0 | 0 | 0 | 0 | 0 | 22.1989 | 20.6483 | 23.8997 | 54.9956
20:15 | 3862.895 | 272.429 | 0.13726 | 0.026939 | 0 | 0 | 0 | 0 | 0 | 0 | 0 | 0 | 22.199 | 22.3231 | 23.8998 | 50.3875 | 1626.303 | 94.4508 | 0.057789 | 0.0093395 | 0 | 0 | 0 | 0 | 0 | 0 | 0 | 0 | 22.199 | 22.275 | 23.8998 | 50.9975 | 3755.171 | 208.0969 | 0.13343 | 0.020577 | 0 | 0 | 0 | 0 | 0 | 0 | 0 | 0 | 22.199 | 22.2879 | 23.8998 | 51.1236 | 1626.303 | 383.4498 | 0.057789 | 0.037916 | 0 | 0 | 0 | 0 | 0 | 0 | 0 | 0 | 22.199 | 22.275 | 23.8998 | 48.091 | 2983.69 | 140.8373 | 0.10602 | 0.013926 | 0 | 0 | 0 | 0 | 0 | 0 | 0 | 0 | 22.1989 | 20.6483 | 23.8999 | 54.7859
20:30 | 3862.895 | 157.0345 | 0.13726 | 0.015528 | 0 | 0 | 0 | 0 | 0 | 0 | 0 | 0 | 22.199 | 22.3231 | 23.8807 | 50.3167 | 1626.303 | 52.893 | 0.057789 | 0.0052301 | 0 | 0 | 0 | 0 | 0 | 0 | 0 | 0 | 22.199 | 22.275 | 23.8351 | 51.076 | 3755.171 | 117.431 | 0.13343 | 0.011612 | 0 | 0 | 0 | 0 | 0 | 0 | 0 | 0 | 22.199 | 22.2879 | 23.8294 | 51.2207 | 1626.303 | 271.6455 | 0.057789 | 0.026861 | 0 | 0 | 0 | 0 | 0 | 0 | 0 | 0 | 22.199 | 22.275 | 23.9 | 47.9905 | 2983.69 | 73.293 | 0.10602 | 0.0072473 | 0 | 0 | 0 | 0 | 0 | 0 | 0 | 0 | 22.1989 | 20.6483 | 23.7081 | 55.3445
20:45 | 3862.895 | 67.6385 | 0.13726 | 0.0066882 | 0 | 0 | 0 | 0 | 0 | 0 | 0 | 0 | 22.199 | 22.3231 | 23.8589 | 50.3623 | 1626.303 | 22.0319 | 0.057789 | 0.0021785 | 0 | 0 | 0 | 0 | 0 | 0 | 0 | 0 | 22.199 | 22.275 | 23.78 | 51.2272 | 3755.171 | 49.3577 | 0.13343 | 0.0048805 | 0 | 0 | 0 | 0 | 0 | 0 | 0 | 0 | 22.199 | 22.2879 | 23.7703 | 51.3839 | 1626.303 | 174.0441 | 0.057789 | 0.017209 | 0 | 0 | 0 | 0 | 0 | 0 | 0 | 0 | 22.199 | 22.275 | 23.9 | 47.9517 | 2983.69 | 27.7855 | 0.10602 | 0.0027474 | 0 | 0 | 0 | 0 | 0 | 0 | 0 | 0 | 22.1989 | 20.6483 | 23.547 | 55.8737
21:00 | 3862.895 | 0 | 0.13726 | 0 | 0 | 0 | 0 | 0 | 0 | 0 | 0 | 0 | 22.199 | 22.3231 | 23.7967 | 50.5613 | 1626.303 | 0 | 0.057789 | 0 | 0 | 0 | 0 | 0 | 0 | 0 | 0 | 0 | 22.199 | 22.275 | 23.7108 | 51.4512 | 3755.171 | 0 | 0.13343 | 0 | 0 | 0 | 0 | 0 | 0 | 0 | 0 | 0 | 22.199 | 22.2879 | 23.6993 | 51.614 | 1626.303 | 87.5733 | 0.057789 | 0.0086591 | 0 | 0 | 0 | 0 | 0 | 0 | 0 | 0 | 22.199 | 22.275 | 23.9 | 47.9381 | 2983.69 | 0 | 0.10602 | 0 | 0 | 0 | 0 | 0 | 0 | 0 | 0 | 0 | 22.1989 | 20.6483 | 23.4424 | 56.2349
21:15 | 3862.895 | 0 | 0.13726 | 0 | 0 | 0 | 0 | 0 | 0 | 0 | 0 | 0 | 22.199 | 22.3231 | 23.7038 | 50.8552 | 1626.303 | 0 | 0.057789 | 0 | 0 | 0 | 0 | 0 | 0 | 0 | 0 | 0 | 22.199 | 22.275 | 23.6247 | 51.7285 | 3755.171 | 0 | 0.13343 | 0 | 0 | 0 | 0 | 0 | 0 | 0 | 0 | 0 | 22.199 | 22.2879 | 23.6104 | 51.9009 | 1626.303 | 42.863 | 0.057789 | 0.0042382 | 0 | 0 | 0 | 0 | 0 | 0 | 0 | 0 | 22.199 | 22.275 | 23.9 | 47.9358 | 2983.69 | 0 | 0.10602 | 0 | 0 | 0 | 0 | 0 | 0 | 0 | 0 | 0 | 22.1989 | 20.6483 | 23.3613 | 56.5175
21:30 | 3862.895 | 0 | 0.13726 | 0 | 0 | 0 | 0 | 0 | 0 | 0 | 0 | 0 | 22.199 | 22.3231 | 23.5749 | 51.2566 | 1626.303 | 0 | 0.057789 | 0 | 0 | 0 | 0 | 0 | 0 | 0 | 0 | 0 | 22.199 | 22.275 | 23.5062 | 52.1038 | 3755.171 | 0 | 0.13343 | 0 | 0 | 0 | 0 | 0 | 0 | 0 | 0 | 0 | 22.199 | 22.2879 | 23.4865 | 52.2943 | 1626.303 | 15.0345 | 0.057789 | 0.0014866 | 0 | 0 | 0 | 0 | 0 | 0 | 0 | 0 | 22.199 | 22.275 | 23.8108 | 48.1947 | 2983.69 | 0 | 0.10602 | 0 | 0 | 0 | 0 | 0 | 0 | 0 | 0 | 0 | 22.1989 | 20.6483 | 23.2537 | 56.8887
21:45 | 3862.895 | 0 | 0.13726 | 0 | 0 | 0 | 0 | 0 | 0 | 0 | 0 | 0 | 22.199 | 22.3231 | 23.4007 | 51.799 | 1626.303 | 0 | 0.057789 | 0 | 0 | 0 | 0 | 0 | 0 | 0 | 0 | 0 | 22.199 | 22.275 | 23.3453 | 52.6131 | 3755.171 | 0 | 0.13343 | 0 | 0 | 0 | 0 | 0 | 0 | 0 | 0 | 0 | 22.199 | 22.2879 | 23.316 | 52.8362 | 1626.303 | 1.4353 | 0.057789 | 0.00014192 | 0 | 0 | 0 | 0 | 0 | 0 | 0 | 0 | 22.199 | 22.275 | 23.6742 | 48.5934 | 2983.69 | 0 | 0.10602 | 0 | 0 | 0 | 0 | 0 | 0 | 0 | 0 | 0 | 22.1989 | 20.6483 | 23.0885 | 57.4603
22:00 | 3862.895 | 0 | 0.13726 | 0 | 0 | 0 | 0 | 0 | 0 | 0 | 0 | 0 | 22.199 | 22.3231 | 23.2405 | 52.3021 | 1626.303 | 0 | 0.057789 | 0 | 0 | 0 | 0 | 0 | 0 | 0 | 0 | 0 | 22.199 | 22.275 | 23.1984 | 53.0821 | 3755.171 | 0 | 0.13343 | 0 | 0 | 0 | 0 | 0 | 0 | 0 | 0 | 0 | 22.199 | 22.2879 | 23.1591 | 53.3394 | 1626.303 | 0 | 0.057789 | 0 | 0 | 0 | 0 | 0 | 0 | 0 | 0 | 0 | 22.199 | 22.275 | 23.5252 | 49.0322 | 2983.69 | 0 | 0.10602 | 0 | 0 | 0 | 0 | 0 | 0 | 0 | 0 | 0 | 22.1989 | 20.6483 | 22.931 | 58.0105
22:15 | 3862.895 | 0 | 0.13726 | 0 | 0 | 0 | 0 | 0 | 0 | 0 | 0 | 0 | 22.199 | 22.3231 | 23.1066 | 52.727 | 1626.303 | 0 | 0.057789 | 0 | 0 | 0 | 0 | 0 | 0 | 0 | 0 | 0 | 22.199 | 22.275 | 23.0746 | 53.4803 | 3755.171 | 0 | 0.13343 | 0 | 0 | 0 | 0 | 0 | 0 | 0 | 0 | 0 | 22.199 | 22.2879 | 23.0286 | 53.7618 | 1626.303 | 0 | 0.057789 | 0 | 0 | 0 | 0 | 0 | 0 | 0 | 0 | 0 | 22.199 | 22.275 | 23.3785 | 49.4682 | 2983.69 | 0 | 0.10602 | 0 | 0 | 0 | 0 | 0 | 0 | 0 | 0 | 0 | 22.1989 | 20.6483 | 22.806 | 58.4515
22:30 | 3862.895 | 0 | 0.13726 | 0 | 0 | 0 | 0 | 0 | 0 | 0 | 0 | 0 | 22.199 | 22.3231 | 22.9886 | 53.1049 | 1626.303 | 0 | 0.057789 | 0 | 0 | 0 | 0 | 0 | 0 | 0 | 0 | 0 | 22.199 | 22.275 | 22.9635 | 53.8412 | 3755.171 | 0 | 0.13343 | 0 | 0 | 0 | 0 | 0 | 0 | 0 | 0 | 0 | 22.199 | 22.2879 | 22.914 | 54.1358 | 1626.303 | 0 | 0.057789 | 0 | 0 | 0 | 0 | 0 | 0 | 0 | 0 | 0 | 22.199 | 22.275 | 23.238 | 49.8899 | 2983.69 | 0 | 0.10602 | 0 | 0 | 0 | 0 | 0 | 0 | 0 | 0 | 0 | 22.1989 | 20.6483 | 22.7047 | 58.8117
22:45 | 3862.895 | 0 | 0.13726 | 0 | 0 | 0 | 0 | 0 | 0 | 0 | 0 | 0 | 22.199 | 22.3231 | 22.8777 | 53.4623 | 1626.303 | 0 | 0.057789 | 0 | 0 | 0 | 0 | 0 | 0 | 0 | 0 | 0 | 22.199 | 22.275 | 22.8576 | 54.1875 | 3755.171 | 0 | 0.13343 | 0 | 0 | 0 | 0 | 0 | 0 | 0 | 0 | 0 | 22.199 | 22.2879 | 22.8065 | 54.4897 | 1626.303 | 0 | 0.057789 | 0 | 0 | 0 | 0 | 0 | 0 | 0 | 0 | 0 | 22.199 | 22.275 | 23.1035 | 50.297 | 2983.69 | 0 | 0.10602 | 0 | 0 | 0 | 0 | 0 | 0 | 0 | 0 | 0 | 22.1989 | 20.6483 | 22.6144 | 59.1346
23:00 | 3862.895 | 0 | 0.13726 | 0 | 0 | 0 | 0 | 0 | 0 | 0 | 0 | 0 | 22.199 | 22.3231 | 22.772 | 53.8062 | 1626.303 | 0 | 0.057789 | 0 | 0 | 0 | 0 | 0 | 0 | 0 | 0 | 0 | 22.199 | 22.275 | 22.7559 | 54.5227 | 3755.171 | 0 | 0.13343 | 0 | 0 | 0 | 0 | 0 | 0 | 0 | 0 | 0 | 22.199 | 22.2879 | 22.7036 | 54.8306 | 1626.303 | 0 | 0.057789 | 0 | 0 | 0 | 0 | 0 | 0 | 0 | 0 | 0 | 22.199 | 22.275 | 22.9752 | 50.6889 | 2983.69 | 0 | 0.10602 | 0 | 0 | 0 | 0 | 0 | 0 | 0 | 0 | 0 | 22.1989 | 20.6483 | 22.5297 | 59.4397
23:15 | 3862.895 | 0 | 0.13726 | 0 | 0 | 0 | 0 | 0 | 0 | 0 | 0 | 0 | 22.199 | 22.3231 | 22.6713 | 54.136 | 1626.303 | 0 | 0.057789 | 0 | 0 | 0 | 0 | 0 | 0 | 0 | 0 | 0 | 22.199 | 22.275 | 22.6587 | 54.845 | 3755.171 | 0 | 0.13343 | 0 | 0 | 0 | 0 | 0 | 0 | 0 | 0 | 0 | 22.199 | 22.2879 | 22.6056 | 55.1579 | 1626.303 | 0 | 0.057789 | 0 | 0 | 0 | 0 | 0 | 0 | 0 | 0 | 0 | 22.199 | 22.275 | 22.8534 | 51.0643 | 2983.69 | 0 | 0.10602 | 0 | 0 | 0 | 0 | 0 | 0 | 0 | 0 | 0 | 22.1989 | 20.6483 | 22.4494 | 59.7303
23:30 | 3862.895 | 0 | 0.13726 | 0 | 0 | 0 | 0 | 0 | 0 | 0 | 0 | 0 | 22.199 | 22.3231 | 22.5756 | 54.4514 | 1626.303 | 0 | 0.057789 | 0 | 0 | 0 | 0 | 0 | 0 | 0 | 0 | 0 | 22.199 | 22.275 | 22.5661 | 55.1544 | 3755.171 | 0 | 0.13343 | 0 | 0 | 0 | 0 | 0 | 0 | 0 | 0 | 0 | 22.199 | 22.2879 | 22.5123 | 55.4715 | 1626.303 | 0 | 0.057789 | 0 | 0 | 0 | 0 | 0 | 0 | 0 | 0 | 0 | 22.199 | 22.275 | 22.738 | 51.4228 | 2983.69 | 0 | 0.10602 | 0 | 0 | 0 | 0 | 0 | 0 | 0 | 0 | 0 | 22.1989 | 20.6483 | 22.3738 | 60.0056
23:45 | 3862.895 | 0 | 0.13726 | 0 | 0 | 0 | 0 | 0 | 0 | 0 | 0 | 0 | 22.199 | 22.3231 | 22.4844 | 54.7537 | 1626.303 | 0 | 0.057789 | 0 | 0 | 0 | 0 | 0 | 0 | 0 | 0 | 0 | 22.199 | 22.275 | 22.4776 | 55.4518 | 3755.171 | 0 | 0.13343 | 0 | 0 | 0 | 0 | 0 | 0 | 0 | 0 | 0 | 22.199 | 22.2879 | 22.4232 | 55.7724 | 1626.303 | 0 | 0.057789 | 0 | 0 | 0 | 0 | 0 | 0 | 0 | 0 | 0 | 22.199 | 22.275 | 22.6288 | 51.7647 | 2983.69 | 0 | 0.10602 | 0 | 0 | 0 | 0 | 0 | 0 | 0 | 0 | 0 | 22.1989 | 20.6483 | 22.3026 | 60.2662
24:00 | 3862.895 | 0 | 0.13726 | 0 | 0 | 0 | 0 | 0 | 0 | 0 | 0 | 0 | 22.199 | 22.3231 | 22.3973 | 55.0445 | 1626.303 | 0 | 0.057789 | 0 | 0 | 0 | 0 | 0 | 0 | 0 | 0 | 0 | 22.199 | 22.275 | 22.3927 | 55.7386 | 3755.171 | 0 | 0.13343 | 0 | 0 | 0 | 0 | 0 | 0 | 0 | 0 | 0 | 22.199 | 22.2879 | 22.338 | 56.0622 | 1626.303 | 0 | 0.057789 | 0 | 0 | 0 | 0 | 0 | 0 | 0 | 0 | 0 | 22.199 | 22.275 | 22.5254 | 52.0908 | 2983.69 | 0 | 0.10602 | 0 | 0 | 0 | 0 | 0 | 0 | 0 | 0 | 0 | 22.1989 | 20.6483 | 22.2353 | 60.5134
Peak | 3862.895 | 2649.147 | 0.13726 | 0.26202 | 0 | 0 | 0 | 0 | 0 | 0 | 0 | 0 |  |  |  |  | 1626.303 | 2234.18 | 0.057789 | 0.22097 | 0 | 0 | 0 | 0 | 0 | 0 | 0 | 0 |  |  |  |  | 3755.171 | 2508.069 | 0.13343 | 0.24806 | 0 | 0 | 0 | 0 | 0 | 0 | 0 | 0 |  |  |  |  | 1626.303 | 2465.374 | 0.057789 | 0.24383 | 0 | 0 | 0 | 0 | 0 | 0 | 0 | 0 |  |  |  |  | 2983.69 | 2630.141 | 0.10602 | 0.26014 | 0 | 0 | 0 | 0 | 0 | 0 | 0 | 0
Peak Vol Flow (m3/s) |  |  | 0.11673 | 0.22283 |  |  | 0 | 0 | [10 empty] | 0.049145 | 0.18791 |  |  | 0 | 0 | [10 empty] | 0.11348 | 0.21095 |  |  | 0 | 0 | [10 empty] | 0.049145 | 0.20736 |  |  | 0 | 0 | [10 empty] | 0.090163 | 0.22123 |  |  | 0 | 0

## NonCoincident
Time | SPACE1-1:CHICAGO_IL_USA ANNUAL HEATING 99% DESIGN CONDITIONS DB:Des Heat Load [W] | SPACE1-1:CHICAGO_IL_USA ANNUAL COOLING 1% DESIGN CONDITIONS DB/MCWB:Des Sens Cool Load [W] | SPACE1-1:CHICAGO_IL_USA ANNUAL HEATING 99% DESIGN CONDITIONS DB:Des Heat Mass Flow [kg/s] | SPACE1-1:CHICAGO_IL_USA ANNUAL COOLING 1% DESIGN CONDITIONS DB/MCWB:Des Cool Mass Flow [kg/s] | SPACE1-1::Des Latent Heat Load [W] | SPACE1-1::Des Latent Cool Load [W] | SPACE1-1::Des Latent Heat Mass Flow [kg/s] | SPACE1-1::Des Latent Cool Mass Flow [kg/s] | SPACE1-1::Des Heat Load No DOAS [W] | SPACE1-1::Des Sens Cool Load No DOAS [W] | SPACE1-1::Des Latent Heat Load No DOAS [W] | SPACE1-1::Des Latent Cool Load No DOAS [W] | SPACE1-1:CHICAGO_IL_USA ANNUAL HEATING 99% DESIGN CONDITIONS DB:Heating Zone Temperature [C] | SPACE1-1:CHICAGO_IL_USA ANNUAL HEATING 99% DESIGN CONDITIONS DB:Heating Zone Relative Humidity [%] | SPACE1-1:CHICAGO_IL_USA ANNUAL COOLING 1% DESIGN CONDITIONS DB/MCWB:Cooling Zone Temperature [C] | SPACE1-1:CHICAGO_IL_USA ANNUAL COOLING 1% DESIGN CONDITIONS DB/MCWB:Cooling Zone Relative Humidity [%] | SPACE2-1:CHICAGO_IL_USA ANNUAL HEATING 99% DESIGN CONDITIONS DB:Des Heat Load [W] | SPACE2-1:CHICAGO_IL_USA ANNUAL COOLING 1% DESIGN CONDITIONS DB/MCWB:Des Sens Cool Load [W] | SPACE2-1:CHICAGO_IL_USA ANNUAL HEATING 99% DESIGN CONDITIONS DB:Des Heat Mass Flow [kg/s] | SPACE2-1:CHICAGO_IL_USA ANNUAL COOLING 1% DESIGN CONDITIONS DB/MCWB:Des Cool Mass Flow [kg/s] | SPACE2-1::Des Latent Heat Load [W] | SPACE2-1::Des Latent Cool Load [W] | SPACE2-1::Des Latent Heat Mass Flow [kg/s] | SPACE2-1::Des Latent Cool Mass Flow [kg/s] | SPACE2-1::Des Heat Load No DOAS [W] | SPACE2-1::Des Sens Cool Load No DOAS [W] | SPACE2-1::Des Latent Heat Load No DOAS [W] | SPACE2-1::Des Latent Cool Load No DOAS [W] | SPACE2-1:CHICAGO_IL_USA ANNUAL HEATING 99% DESIGN CONDITIONS DB:Heating Zone Temperature [C] | SPACE2-1:CHICAGO_IL_USA ANNUAL HEATING 99% DESIGN CONDITIONS DB:Heating Zone Relative Humidity [%] | SPACE2-1:CHICAGO_IL_USA ANNUAL COOLING 1% DESIGN CONDITIONS DB/MCWB:Cooling Zone Temperature [C] | SPACE2-1:CHICAGO_IL_USA ANNUAL COOLING 1% DESIGN CONDITIONS DB/MCWB:Cooling Zone Relative Humidity [%] | SPACE3-1:CHICAGO_IL_USA ANNUAL HEATING 99% DESIGN CONDITIONS DB:Des Heat Load [W] | SPACE3-1:CHICAGO_IL_USA ANNUAL COOLING 1% DESIGN CONDITIONS DB/MCWB:Des Sens Cool Load [W] | SPACE3-1:CHICAGO_IL_USA ANNUAL HEATING 99% DESIGN CONDITIONS DB:Des Heat Mass Flow [kg/s] | SPACE3-1:CHICAGO_IL_USA ANNUAL COOLING 1% DESIGN CONDITIONS DB/MCWB:Des Cool Mass Flow [kg/s] | SPACE3-1::Des Latent Heat Load [W] | SPACE3-1::Des Latent Cool Load [W] | SPACE3-1::Des Latent Heat Mass Flow [kg/s] | SPACE3-1::Des Latent Cool Mass Flow [kg/s] | SPACE3-1::Des Heat Load No DOAS [W] | SPACE3-1::Des Sens Cool Load No DOAS [W] | SPACE3-1::Des Latent Heat Load No DOAS [W] | SPACE3-1::Des Latent Cool Load No DOAS [W] | SPACE3-1:CHICAGO_IL_USA ANNUAL HEATING 99% DESIGN CONDITIONS DB:Heating Zone Temperature [C] | SPACE3-1:CHICAGO_IL_USA ANNUAL HEATING 99% DESIGN CONDITIONS DB:Heating Zone Relative Humidity [%] | SPACE3-1:CHICAGO_IL_USA ANNUAL COOLING 1% DESIGN CONDITIONS DB/MCWB:Cooling Zone Temperature [C] | SPACE3-1:CHICAGO_IL_USA ANNUAL COOLING 1% DESIGN CONDITIONS DB/MCWB:Cooling Zone Relative Humidity [%] | SPACE4-1:CHICAGO_IL_USA ANNUAL HEATING 99% DESIGN CONDITIONS DB:Des Heat Load [W] | SPACE4-1:CHICAGO_IL_USA ANNUAL COOLING 1% DESIGN CONDITIONS DB/MCWB:Des Sens Cool Load [W] | SPACE4-1:CHICAGO_IL_USA ANNUAL HEATING 99% DESIGN CONDITIONS DB:Des Heat Mass Flow [kg/s] | SPACE4-1:CHICAGO_IL_USA ANNUAL COOLING 1% DESIGN CONDITIONS DB/MCWB:Des Cool Mass Flow [kg/s] | SPACE4-1::Des Latent Heat Load [W] | SPACE4-1::Des Latent Cool Load [W] | SPACE4-1::Des Latent Heat Mass Flow [kg/s] | SPACE4-1::Des Latent Cool Mass Flow [kg/s] | SPACE4-1::Des Heat Load No DOAS [W] | SPACE4-1::Des Sens Cool Load No DOAS [W] | SPACE4-1::Des Latent Heat Load No DOAS [W] | SPACE4-1::Des Latent Cool Load No DOAS [W] | SPACE4-1:CHICAGO_IL_USA ANNUAL HEATING 99% DESIGN CONDITIONS DB:Heating Zone Temperature [C] | SPACE4-1:CHICAGO_IL_USA ANNUAL HEATING 99% DESIGN CONDITIONS DB:Heating Zone Relative Humidity [%] | SPACE4-1:CHICAGO_IL_USA ANNUAL COOLING 1% DESIGN CONDITIONS DB/MCWB:Cooling Zone Temperature [C] | SPACE4-1:CHICAGO_IL_USA ANNUAL COOLING 1% DESIGN CONDITIONS DB/MCWB:Cooling Zone Relative Humidity [%] | SPACE5-1:CHICAGO_IL_USA ANNUAL HEATING 99% DESIGN CONDITIONS DB:Des Heat Load [W] | SPACE5-1:CHICAGO_IL_USA ANNUAL COOLING 1% DESIGN CONDITIONS DB/MCWB:Des Sens Cool Load [W] | SPACE5-1:CHICAGO_IL_USA ANNUAL HEATING 99% DESIGN CONDITIONS DB:Des Heat Mass Flow [kg/s] | SPACE5-1:CHICAGO_IL_USA ANNUAL COOLING 1% DESIGN CONDITIONS DB/MCWB:Des Cool Mass Flow [kg/s] | SPACE5-1::Des Latent Heat Load [W] | SPACE5-1::Des Latent Cool Load [W] | SPACE5-1::Des Latent Heat Mass Flow [kg/s] | SPACE5-1::Des Latent Cool Mass Flow [kg/s] | SPACE5-1::Des Heat Load No DOAS [W] | SPACE5-1::Des Sens Cool Load No DOAS [W] | SPACE5-1::Des Latent Heat Load No DOAS [W] | SPACE5-1::Des Latent Cool Load No DOAS [W] | SPACE5-1:CHICAGO_IL_USA ANNUAL HEATING 99% DESIGN CONDITIONS DB:Heating Zone Temperature [C] | SPACE5-1:CHICAGO_IL_USA ANNUAL HEATING 99% DESIGN CONDITIONS DB:Heating Zone Relative Humidity [%] | SPACE5-1:CHICAGO_IL_USA ANNUAL COOLING 1% DESIGN CONDITIONS DB/MCWB:Cooling Zone Temperature [C] | SPACE5-1:CHICAGO_IL_USA ANNUAL COOLING 1% DESIGN CONDITIONS DB/MCWB:Cooling Zone Relative Humidity [%]
0.010417 | 3862.895 | 0 | 0.13726 | 0 | 0 | 0 | 0 | 0 | 0 | 0 | 0 | 0 | 22.199 | 22.3231 | 22.3137 | 55.325 | 1626.303 | 0 | 0.057789 | 0 | 0 | 0 | 0 | 0 | 0 | 0 | 0 | 0 | 22.199 | 22.275 | 22.3112 | 56.0157 | 3755.171 | 0 | 0.13343 | 0 | 0 | 0 | 0 | 0 | 0 | 0 | 0 | 0 | 22.199 | 22.2879 | 22.2562 | 56.342 | 1626.303 | 0 | 0.057789 | 0 | 0 | 0 | 0 | 0 | 0 | 0 | 0 | 0 | 22.199 | 22.275 | 22.4274 | 52.4021 | 2983.69 | 0 | 0.10602 | 0 | 0 | 0 | 0 | 0 | 0 | 0 | 0 | 0 | 22.1989 | 20.6483 | 22.1716 | 60.7489
0.020833 | 3862.895 | 0 | 0.13726 | 0 | 0 | 0 | 0 | 0 | 0 | 0 | 0 | 0 | 22.199 | 22.3231 | 22.2342 | 55.5934 | 1626.303 | 0 | 0.057789 | 0 | 0 | 0 | 0 | 0 | 0 | 0 | 0 | 0 | 22.199 | 22.275 | 22.2333 | 56.2818 | 3755.171 | 0 | 0.13343 | 0 | 0 | 0 | 0 | 0 | 0 | 0 | 0 | 0 | 22.199 | 22.2879 | 22.1782 | 56.6104 | 1626.303 | 0 | 0.057789 | 0 | 0 | 0 | 0 | 0 | 0 | 0 | 0 | 0 | 22.199 | 22.275 | 22.3348 | 52.6977 | 2983.69 | 0 | 0.10602 | 0 | 0 | 0 | 0 | 0 | 0 | 0 | 0 | 0 | 22.1989 | 20.6483 | 22.1109 | 60.9737
0.03125 | 3862.895 | 0 | 0.13726 | 0 | 0 | 0 | 0 | 0 | 0 | 0 | 0 | 0 | 22.199 | 22.3231 | 22.1584 | 55.8507 | 1626.303 | 0 | 0.057789 | 0 | 0 | 0 | 0 | 0 | 0 | 0 | 0 | 0 | 22.199 | 22.275 | 22.1588 | 56.5378 | 3755.171 | 0 | 0.13343 | 0 | 0 | 0 | 0 | 0 | 0 | 0 | 0 | 0 | 22.199 | 22.2879 | 22.1037 | 56.8679 | 1626.303 | 0 | 0.057789 | 0 | 0 | 0 | 0 | 0 | 0 | 0 | 0 | 0 | 22.199 | 22.275 | 22.2474 | 52.9788 | 2983.69 | 0 | 0.10602 | 0 | 0 | 0 | 0 | 0 | 0 | 0 | 0 | 0 | 22.1989 | 20.6483 | 22.0532 | 61.1887
0.041667 | 3862.895 | 0 | 0.13726 | 0 | 0 | 0 | 0 | 0 | 0 | 0 | 0 | 0 | 22.199 | 22.3231 | 22.0857 | 56.0986 | 1626.303 | 0 | 0.057789 | 0 | 0 | 0 | 0 | 0 | 0 | 0 | 0 | 0 | 22.199 | 22.275 | 22.0873 | 56.7849 | 3755.171 | 0 | 0.13343 | 0 | 0 | 0 | 0 | 0 | 0 | 0 | 0 | 0 | 22.199 | 22.2879 | 22.0322 | 57.1163 | 1626.303 | 0 | 0.057789 | 0 | 0 | 0 | 0 | 0 | 0 | 0 | 0 | 0 | 22.199 | 22.275 | 22.1645 | 53.247 | 2983.69 | 0 | 0.10602 | 0 | 0 | 0 | 0 | 0 | 0 | 0 | 0 | 0 | 22.1989 | 20.6483 | 21.9981 | 61.3945
0.052083 | 3862.895 | 0 | 0.13726 | 0 | 0 | 0 | 0 | 0 | 0 | 0 | 0 | 0 | 22.199 | 22.3231 | 22.0158 | 56.3382 | 1626.303 | 0 | 0.057789 | 0 | 0 | 0 | 0 | 0 | 0 | 0 | 0 | 0 | 22.199 | 22.275 | 22.0184 | 57.0239 | 3755.171 | 0 | 0.13343 | 0 | 0 | 0 | 0 | 0 | 0 | 0 | 0 | 0 | 22.199 | 22.2879 | 21.9633 | 57.3567 | 1626.303 | 0 | 0.057789 | 0 | 0 | 0 | 0 | 0 | 0 | 0 | 0 | 0 | 22.199 | 22.275 | 22.0857 | 53.5035 | 2983.69 | 0 | 0.10602 | 0 | 0 | 0 | 0 | 0 | 0 | 0 | 0 | 0 | 22.1989 | 20.6483 | 21.9456 | 61.5918
0.0625 | 3862.895 | 0 | 0.13726 | 0 | 0 | 0 | 0 | 0 | 0 | 0 | 0 | 0 | 22.199 | 22.3231 | 21.9502 | 56.5643 | 1626.303 | 0 | 0.057789 | 0 | 0 | 0 | 0 | 0 | 0 | 0 | 0 | 0 | 22.199 | 22.275 | 21.9532 | 57.251 | 3755.171 | 0 | 0.13343 | 0 | 0 | 0 | 0 | 0 | 0 | 0 | 0 | 0 | 22.199 | 22.2879 | 21.8986 | 57.584 | 1626.303 | 0 | 0.057789 | 0 | 0 | 0 | 0 | 0 | 0 | 0 | 0 | 0 | 22.199 | 22.275 | 22.0118 | 53.745 | 2983.69 | 0 | 0.10602 | 0 | 0 | 0 | 0 | 0 | 0 | 0 | 0 | 0 | 22.1989 | 20.6483 | 21.8953 | 61.781
0.072917 | 3862.895 | 0 | 0.13726 | 0 | 0 | 0 | 0 | 0 | 0 | 0 | 0 | 0 | 22.199 | 22.3231 | 21.8882 | 56.7786 | 1626.303 | 0 | 0.057789 | 0 | 0 | 0 | 0 | 0 | 0 | 0 | 0 | 0 | 22.199 | 22.275 | 21.8914 | 57.4675 | 3755.171 | 0 | 0.13343 | 0 | 0 | 0 | 0 | 0 | 0 | 0 | 0 | 0 | 22.199 | 22.2879 | 21.8373 | 57.7998 | 1626.303 | 0 | 0.057789 | 0 | 0 | 0 | 0 | 0 | 0 | 0 | 0 | 0 | 22.199 | 22.275 | 21.9424 | 53.9732 | 2983.69 | 0 | 0.10602 | 0 | 0 | 0 | 0 | 0 | 0 | 0 | 0 | 0 | 22.1989 | 20.6483 | 21.8472 | 61.9625
0.083333 | 3862.895 | 0 | 0.13726 | 0 | 0 | 0 | 0 | 0 | 0 | 0 | 0 | 0 | 22.199 | 22.3231 | 21.8292 | 56.9835 | 1626.303 | 0 | 0.057789 | 0 | 0 | 0 | 0 | 0 | 0 | 0 | 0 | 0 | 22.199 | 22.275 | 21.8322 | 57.6754 | 3755.171 | 0 | 0.13343 | 0 | 0 | 0 | 0 | 0 | 0 | 0 | 0 | 0 | 22.199 | 22.2879 | 21.7789 | 58.0064 | 1626.303 | 0 | 0.057789 | 0 | 0 | 0 | 0 | 0 | 0 | 0 | 0 | 0 | 22.199 | 22.275 | 21.8766 | 54.1903 | 2983.69 | 0 | 0.10602 | 0 | 0 | 0 | 0 | 0 | 0 | 0 | 0 | 0 | 22.1989 | 20.6483 | 21.8013 | 62.1368
0.09375 | 3862.895 | 0 | 0.13726 | 0 | 0 | 0 | 0 | 0 | 0 | 0 | 0 | 0 | 22.199 | 22.3231 | 21.7727 | 57.1806 | 1626.303 | 0 | 0.057789 | 0 | 0 | 0 | 0 | 0 | 0 | 0 | 0 | 0 | 22.199 | 22.275 | 21.7755 | 57.8758 | 3755.171 | 0 | 0.13343 | 0 | 0 | 0 | 0 | 0 | 0 | 0 | 0 | 0 | 22.199 | 22.2879 | 21.7229 | 58.2053 | 1626.303 | 0 | 0.057789 | 0 | 0 | 0 | 0 | 0 | 0 | 0 | 0 | 0 | 22.199 | 22.275 | 21.814 | 54.3978 | 2983.69 | 0 | 0.10602 | 0 | 0 | 0 | 0 | 0 | 0 | 0 | 0 | 0 | 22.1989 | 20.6483 | 21.7573 | 62.304
0.10417 | 3862.895 | 0 | 0.13726 | 0 | 0 | 0 | 0 | 0 | 0 | 0 | 0 | 0 | 22.199 | 22.3231 | 21.7191 | 57.3683 | 1626.303 | 0 | 0.057789 | 0 | 0 | 0 | 0 | 0 | 0 | 0 | 0 | 0 | 22.199 | 22.275 | 21.7215 | 58.0672 | 3755.171 | 0 | 0.13343 | 0 | 0 | 0 | 0 | 0 | 0 | 0 | 0 | 0 | 22.199 | 22.2879 | 21.6697 | 58.3949 | 1626.303 | 0 | 0.057789 | 0 | 0 | 0 | 0 | 0 | 0 | 0 | 0 | 0 | 22.199 | 22.275 | 21.7549 | 54.5945 | 2983.69 | 0 | 0.10602 | 0 | 0 | 0 | 0 | 0 | 0 | 0 | 0 | 0 | 22.1989 | 20.6483 | 21.7152 | 62.4646
0.11458 | 3862.895 | 0 | 0.13726 | 0 | 0 | 0 | 0 | 0 | 0 | 0 | 0 | 0 | 22.199 | 22.3231 | 21.6683 | 57.5468 | 1626.303 | 0 | 0.057789 | 0 | 0 | 0 | 0 | 0 | 0 | 0 | 0 | 0 | 22.199 | 22.275 | 21.6701 | 58.2499 | 3755.171 | 0 | 0.13343 | 0 | 0 | 0 | 0 | 0 | 0 | 0 | 0 | 0 | 22.199 | 22.2879 | 21.6192 | 58.5755 | 1626.303 | 0 | 0.057789 | 0 | 0 | 0 | 0 | 0 | 0 | 0 | 0 | 0 | 22.199 | 22.275 | 21.6992 | 54.7809 | 2983.69 | 0 | 0.10602 | 0 | 0 | 0 | 0 | 0 | 0 | 0 | 0 | 0 | 22.1989 | 20.6483 | 21.6749 | 62.6187
0.125 | 3862.895 | 0 | 0.13726 | 0 | 0 | 0 | 0 | 0 | 0 | 0 | 0 | 0 | 22.199 | 22.3231 | 21.6199 | 57.7174 | 1626.303 | 0 | 0.057789 | 0 | 0 | 0 | 0 | 0 | 0 | 0 | 0 | 0 | 22.199 | 22.275 | 21.621 | 58.4249 | 3755.171 | 0 | 0.13343 | 0 | 0 | 0 | 0 | 0 | 0 | 0 | 0 | 0 | 22.199 | 22.2879 | 21.5711 | 58.7482 | 1626.303 | 0 | 0.057789 | 0 | 0 | 0 | 0 | 0 | 0 | 0 | 0 | 0 | 22.199 | 22.275 | 21.6463 | 54.9583 | 2983.69 | 0 | 0.10602 | 0 | 0 | 0 | 0 | 0 | 0 | 0 | 0 | 0 | 22.1989 | 20.6483 | 21.6363 | 62.7667
0.13542 | 3862.895 | 0 | 0.13726 | 0 | 0 | 0 | 0 | 0 | 0 | 0 | 0 | 0 | 22.199 | 22.3231 | 21.5736 | 57.8812 | 1626.303 | 0 | 0.057789 | 0 | 0 | 0 | 0 | 0 | 0 | 0 | 0 | 0 | 22.199 | 22.275 | 21.5741 | 58.593 | 3755.171 | 0 | 0.13343 | 0 | 0 | 0 | 0 | 0 | 0 | 0 | 0 | 0 | 22.199 | 22.2879 | 21.525 | 58.9141 | 1626.303 | 0 | 0.057789 | 0 | 0 | 0 | 0 | 0 | 0 | 0 | 0 | 0 | 22.199 | 22.275 | 21.596 | 55.1276 | 2983.69 | 0 | 0.10602 | 0 | 0 | 0 | 0 | 0 | 0 | 0 | 0 | 0 | 22.1989 | 20.6483 | 21.5993 | 62.9087
0.14583 | 3862.895 | 0 | 0.13726 | 0 | 0 | 0 | 0 | 0 | 0 | 0 | 0 | 0 | 22.199 | 22.3231 | 21.5293 | 58.0384 | 1626.303 | 0 | 0.057789 | 0 | 0 | 0 | 0 | 0 | 0 | 0 | 0 | 0 | 22.199 | 22.275 | 21.5291 | 58.7544 | 3755.171 | 0 | 0.13343 | 0 | 0 | 0 | 0 | 0 | 0 | 0 | 0 | 0 | 22.199 | 22.2879 | 21.4809 | 59.0733 | 1626.303 | 0 | 0.057789 | 0 | 0 | 0 | 0 | 0 | 0 | 0 | 0 | 0 | 22.199 | 22.275 | 21.5482 | 55.2891 | 2983.69 | 0 | 0.10602 | 0 | 0 | 0 | 0 | 0 | 0 | 0 | 0 | 0 | 22.1989 | 20.6483 | 21.5641 | 63.0446
0.15625 | 3862.895 | 0 | 0.13726 | 0 | 0 | 0 | 0 | 0 | 0 | 0 | 0 | 0 | 22.199 | 22.3231 | 21.4867 | 58.1897 | 1626.303 | 0 | 0.057789 | 0 | 0 | 0 | 0 | 0 | 0 | 0 | 0 | 0 | 22.199 | 22.275 | 21.486 | 58.9095 | 3755.171 | 0 | 0.13343 | 0 | 0 | 0 | 0 | 0 | 0 | 0 | 0 | 0 | 22.199 | 22.2879 | 21.4386 | 59.2266 | 1626.303 | 0 | 0.057789 | 0 | 0 | 0 | 0 | 0 | 0 | 0 | 0 | 0 | 22.199 | 22.275 | 21.5026 | 55.4436 | 2983.69 | 0 | 0.10602 | 0 | 0 | 0 | 0 | 0 | 0 | 0 | 0 | 0 | 22.1989 | 20.6483 | 21.5303 | 63.175
0.16667 | 3862.895 | 0 | 0.13726 | 0 | 0 | 0 | 0 | 0 | 0 | 0 | 0 | 0 | 22.199 | 22.3231 | 21.4459 | 58.3356 | 1626.303 | 0 | 0.057789 | 0 | 0 | 0 | 0 | 0 | 0 | 0 | 0 | 0 | 22.199 | 22.275 | 21.4446 | 59.0591 | 3755.171 | 0 | 0.13343 | 0 | 0 | 0 | 0 | 0 | 0 | 0 | 0 | 0 | 22.199 | 22.2879 | 21.3979 | 59.3745 | 1626.303 | 0 | 0.057789 | 0 | 0 | 0 | 0 | 0 | 0 | 0 | 0 | 0 | 22.199 | 22.275 | 21.4591 | 55.5918 | 2983.69 | 0 | 0.10602 | 0 | 0 | 0 | 0 | 0 | 0 | 0 | 0 | 0 | 22.1989 | 20.6483 | 21.498 | 63.3002
0.17708 | 3862.895 | 0 | 0.13726 | 0 | 0 | 0 | 0 | 0 | 0 | 0 | 0 | 0 | 22.199 | 22.3231 | 21.4064 | 58.4766 | 1626.303 | 0 | 0.057789 | 0 | 0 | 0 | 0 | 0 | 0 | 0 | 0 | 0 | 22.199 | 22.275 | 21.4048 | 59.2034 | 3755.171 | 0 | 0.13343 | 0 | 0 | 0 | 0 | 0 | 0 | 0 | 0 | 0 | 22.199 | 22.2879 | 21.3587 | 59.5174 | 1626.303 | 0 | 0.057789 | 0 | 0 | 0 | 0 | 0 | 0 | 0 | 0 | 0 | 22.199 | 22.275 | 21.4173 | 55.7341 | 2983.69 | 0 | 0.10602 | 0 | 0 | 0 | 0 | 0 | 0 | 0 | 0 | 0 | 22.1989 | 20.6483 | 21.467 | 63.4205
0.1875 | 3862.895 | 0 | 0.13726 | 0 | 0 | 0 | 0 | 0 | 0 | 0 | 0 | 0 | 22.199 | 22.3231 | 21.3691 | 58.6105 | 1626.303 | 0 | 0.057789 | 0 | 0 | 0 | 0 | 0 | 0 | 0 | 0 | 0 | 22.199 | 22.275 | 21.367 | 59.3409 | 3755.171 | 0 | 0.13343 | 0 | 0 | 0 | 0 | 0 | 0 | 0 | 0 | 0 | 22.199 | 22.2879 | 21.3215 | 59.6532 | 1626.303 | 0 | 0.057789 | 0 | 0 | 0 | 0 | 0 | 0 | 0 | 0 | 0 | 22.199 | 22.275 | 21.3778 | 55.8692 | 2983.69 | 0 | 0.10602 | 0 | 0 | 0 | 0 | 0 | 0 | 0 | 0 | 0 | 22.1989 | 20.6483 | 21.4372 | 63.5362
0.19792 | 3862.895 | 0 | 0.13726 | 0 | 0 | 0 | 0 | 0 | 0 | 0 | 0 | 0 | 22.199 | 22.3231 | 21.3338 | 58.7374 | 1626.303 | 0 | 0.057789 | 0 | 0 | 0 | 0 | 0 | 0 | 0 | 0 | 0 | 22.199 | 22.275 | 21.331 | 59.472 | 3755.171 | 0 | 0.13343 | 0 | 0 | 0 | 0 | 0 | 0 | 0 | 0 | 0 | 22.199 | 22.2879 | 21.2863 | 59.7821 | 1626.303 | 0 | 0.057789 | 0 | 0 | 0 | 0 | 0 | 0 | 0 | 0 | 0 | 22.199 | 22.275 | 21.3404 | 55.9974 | 2983.69 | 0 | 0.10602 | 0 | 0 | 0 | 0 | 0 | 0 | 0 | 0 | 0 | 22.1989 | 20.6483 | 21.4087 | 63.6474
0.20833 | 3862.895 | 0 | 0.13726 | 0 | 0 | 0 | 0 | 0 | 0 | 0 | 0 | 0 | 22.199 | 22.3231 | 21.3002 | 58.8587 | 1626.303 | 0 | 0.057789 | 0 | 0 | 0 | 0 | 0 | 0 | 0 | 0 | 0 | 22.199 | 22.275 | 21.2966 | 59.5973 | 3755.171 | 0 | 0.13343 | 0 | 0 | 0 | 0 | 0 | 0 | 0 | 0 | 0 | 22.199 | 22.2879 | 21.2528 | 59.9053 | 1626.303 | 0 | 0.057789 | 0 | 0 | 0 | 0 | 0 | 0 | 0 | 0 | 0 | 22.199 | 22.275 | 21.3048 | 56.1198 | 2983.69 | 0 | 0.10602 | 0 | 0 | 0 | 0 | 0 | 0 | 0 | 0 | 0 | 22.1989 | 20.6483 | 21.3813 | 63.7542
0.21875 | 3862.895 | 0 | 0.13726 | 0 | 0 | 0 | 0 | 0 | 0 | 0 | 0 | 0 | 22.199 | 22.3231 | 21.2738 | 58.9539 | 1626.303 | 0 | 0.057789 | 0 | 0 | 0 | 0 | 0 | 0 | 0 | 0 | 0 | 22.199 | 22.275 | 21.3195 | 59.5138 | 3755.171 | 0 | 0.13343 | 0 | 0 | 0 | 0 | 0 | 0 | 0 | 0 | 0 | 22.199 | 22.2879 | 21.3034 | 59.7194 | 1626.303 | 0 | 0.057789 | 0 | 0 | 0 | 0 | 0 | 0 | 0 | 0 | 0 | 22.199 | 22.275 | 21.2785 | 56.2106 | 2983.69 | 0 | 0.10602 | 0 | 0 | 0 | 0 | 0 | 0 | 0 | 0 | 0 | 22.1989 | 20.6483 | 21.3558 | 63.8541
0.22917 | 3862.895 | 0 | 0.13726 | 0 | 0 | 0 | 0 | 0 | 0 | 0 | 0 | 0 | 22.199 | 22.3231 | 21.2805 | 58.9298 | 1626.303 | 0 | 0.057789 | 0 | 0 | 0 | 0 | 0 | 0 | 0 | 0 | 0 | 22.199 | 22.275 | 21.6581 | 58.2924 | 3755.171 | 0 | 0.13343 | 0 | 0 | 0 | 0 | 0 | 0 | 0 | 0 | 0 | 22.199 | 22.2879 | 21.7635 | 58.0609 | 1626.303 | 0 | 0.057789 | 0 | 0 | 0 | 0 | 0 | 0 | 0 | 0 | 0 | 22.199 | 22.275 | 21.2941 | 56.1568 | 2983.69 | 0 | 0.10602 | 0 | 0 | 0 | 0 | 0 | 0 | 0 | 0 | 0 | 22.1989 | 20.6483 | 21.3314 | 63.9496
0.23958 | 3862.895 | 0 | 0.13726 | 0 | 0 | 0 | 0 | 0 | 0 | 0 | 0 | 0 | 22.199 | 22.3231 | 21.3277 | 58.7594 | 1626.303 | 0 | 0.057789 | 0 | 0 | 0 | 0 | 0 | 0 | 0 | 0 | 0 | 22.199 | 22.275 | 22.1762 | 56.4779 | 3755.171 | 0 | 0.13343 | 0 | 0 | 0 | 0 | 0 | 0 | 0 | 0 | 0 | 22.199 | 22.2879 | 22.3778 | 55.9266 | 1626.303 | 0 | 0.057789 | 0 | 0 | 0 | 0 | 0 | 0 | 0 | 0 | 0 | 22.199 | 22.275 | 21.3578 | 55.9376 | 2983.69 | 0 | 0.10602 | 0 | 0 | 0 | 0 | 0 | 0 | 0 | 0 | 0 | 22.1989 | 20.6483 | 21.3288 | 63.9599
0.25 | 3862.895 | 0 | 0.13726 | 0 | 0 | 0 | 0 | 0 | 0 | 0 | 0 | 0 | 22.199 | 22.3231 | 21.3963 | 58.5128 | 1626.303 | 0 | 0.057789 | 0 | 0 | 0 | 0 | 0 | 0 | 0 | 0 | 0 | 22.199 | 22.275 | 22.7732 | 54.4655 | 3755.171 | 0 | 0.13343 | 0 | 0 | 0 | 0 | 0 | 0 | 0 | 0 | 0 | 22.199 | 22.2879 | 23.0259 | 53.7704 | 1626.303 | 0 | 0.057789 | 0 | 0 | 0 | 0 | 0 | 0 | 0 | 0 | 0 | 22.199 | 22.275 | 21.447 | 55.6328 | 2983.69 | 0 | 0.10602 | 0 | 0 | 0 | 0 | 0 | 0 | 0 | 0 | 0 | 22.1989 | 20.6483 | 21.3442 | 63.8992
0.26042 | 3862.895 | 0 | 0.13726 | 0 | 0 | 0 | 0 | 0 | 0 | 0 | 0 | 0 | 22.199 | 22.3231 | 21.48 | 58.2137 | 1626.303 | 0 | 0.057789 | 0 | 0 | 0 | 0 | 0 | 0 | 0 | 0 | 0 | 22.199 | 22.275 | 23.4054 | 52.4219 | 3755.171 | 26.3486 | 0.13343 | 0.0026057 | 0 | 0 | 0 | 0 | 0 | 0 | 0 | 0 | 22.199 | 22.2879 | 23.6327 | 51.8357 | 1626.303 | 0 | 0.057789 | 0 | 0 | 0 | 0 | 0 | 0 | 0 | 0 | 0 | 22.199 | 22.275 | 21.5534 | 55.2716 | 2983.69 | 0 | 0.10602 | 0 | 0 | 0 | 0 | 0 | 0 | 0 | 0 | 0 | 22.1989 | 20.6483 | 21.3772 | 63.7705
0.27083 | 3862.895 | 0 | 0.13726 | 0 | 0 | 0 | 0 | 0 | 0 | 0 | 0 | 0 | 22.199 | 22.3231 | 21.546 | 57.9791 | 1626.303 | 62.0649 | 0.057789 | 0.0061647 | 0 | 0 | 0 | 0 | 0 | 0 | 0 | 0 | 22.199 | 22.275 | 23.8551 | 51.0208 | 3755.171 | 159.1829 | 0.13343 | 0.01574 | 0 | 0 | 0 | 0 | 0 | 0 | 0 | 0 | 22.199 | 22.2879 | 23.8998 | 50.9468 | 1626.303 | 0 | 0.057789 | 0 | 0 | 0 | 0 | 0 | 0 | 0 | 0 | 0 | 22.199 | 22.275 | 21.6345 | 54.9982 | 2983.69 | 0 | 0.10602 | 0 | 0 | 0 | 0 | 0 | 0 | 0 | 0 | 0 | 22.1989 | 20.6483 | 21.4089 | 63.6465
0.28125 | 3862.895 | 0 | 0.13726 | 0 | 0 | 0 | 0 | 0 | 0 | 0 | 0 | 0 | 22.199 | 22.3231 | 21.6216 | 57.7115 | 1626.303 | 164.0681 | 0.057789 | 0.016253 | 0 | 0 | 0 | 0 | 0 | 0 | 0 | 0 | 22.199 | 22.275 | 23.8976 | 50.5876 | 3755.171 | 315.1183 | 0.13343 | 0.031159 | 0 | 0 | 0 | 0 | 0 | 0 | 0 | 0 | 22.199 | 22.2879 | 23.8995 | 50.6874 | 1626.303 | 0 | 0.057789 | 0 | 0 | 0 | 0 | 0 | 0 | 0 | 0 | 0 | 22.199 | 22.275 | 21.7269 | 54.6882 | 2983.69 | 0 | 0.10602 | 0 | 0 | 0 | 0 | 0 | 0 | 0 | 0 | 0 | 22.1989 | 20.6483 | 21.4479 | 63.4946
0.29167 | 3862.895 | 0 | 0.13726 | 0 | 0 | 0 | 0 | 0 | 0 | 0 | 0 | 0 | 22.199 | 22.3231 | 21.7321 | 57.3228 | 1626.303 | 300.0572 | 0.057789 | 0.0297 | 0 | 0 | 0 | 0 | 0 | 0 | 0 | 0 | 22.199 | 22.275 | 23.8992 | 49.9933 | 3755.171 | 511.863 | 0.13343 | 0.050614 | 0 | 0 | 0 | 0 | 0 | 0 | 0 | 0 | 22.199 | 22.2879 | 23.8995 | 50.2128 | 1626.303 | 0 | 0.057789 | 0 | 0 | 0 | 0 | 0 | 0 | 0 | 0 | 0 | 22.199 | 22.275 | 21.8569 | 54.2557 | 2983.69 | 0 | 0.10602 | 0 | 0 | 0 | 0 | 0 | 0 | 0 | 0 | 0 | 22.1989 | 20.6483 | 21.5084 | 63.2597
0.30208 | 3862.895 | 0 | 0.13726 | 0 | 0 | 0 | 0 | 0 | 0 | 0 | 0 | 0 | 22.199 | 22.3231 | 21.8487 | 56.9156 | 1626.303 | 472.0673 | 0.057789 | 0.04671 | 0 | 0 | 0 | 0 | 0 | 0 | 0 | 0 | 22.199 | 22.275 | 23.8992 | 49.2986 | 3755.171 | 707.7814 | 0.13343 | 0.069987 | 0 | 0 | 0 | 0 | 0 | 0 | 0 | 0 | 22.199 | 22.2879 | 23.8994 | 49.6788 | 1626.303 | 0 | 0.057789 | 0 | 0 | 0 | 0 | 0 | 0 | 0 | 0 | 0 | 22.199 | 22.275 | 21.9895 | 53.818 | 2983.69 | 0 | 0.10602 | 0 | 0 | 0 | 0 | 0 | 0 | 0 | 0 | 0 | 22.1989 | 20.6483 | 21.5724 | 63.0126
0.3125 | 3862.895 | 0 | 0.13726 | 0 | 0 | 0 | 0 | 0 | 0 | 0 | 0 | 0 | 22.199 | 22.3231 | 21.9782 | 56.4677 | 1626.303 | 630.4086 | 0.057789 | 0.06234 | 0 | 0 | 0 | 0 | 0 | 0 | 0 | 0 | 22.199 | 22.275 | 23.8993 | 48.6681 | 3755.171 | 809.8678 | 0.13343 | 0.080082 | 0 | 0 | 0 | 0 | 0 | 0 | 0 | 0 | 22.199 | 22.2879 | 23.8995 | 49.1796 | 1626.303 | 0 | 0.057789 | 0 | 0 | 0 | 0 | 0 | 0 | 0 | 0 | 0 | 22.199 | 22.275 | 22.1294 | 53.3611 | 2983.69 | 0 | 0.10602 | 0 | 0 | 0 | 0 | 0 | 0 | 0 | 0 | 0 | 22.1989 | 20.6483 | 21.6363 | 62.7667
0.32292 | 3862.895 | 0 | 0.13726 | 0 | 0 | 0 | 0 | 0 | 0 | 0 | 0 | 0 | 22.199 | 22.3231 | 22.1184 | 55.987 | 1626.303 | 780.2277 | 0.057789 | 0.077152 | 0 | 0 | 0 | 0 | 0 | 0 | 0 | 0 | 22.199 | 22.275 | 23.8995 | 48.1877 | 3755.171 | 891.6815 | 0.13343 | 0.088172 | 0 | 0 | 0 | 0 | 0 | 0 | 0 | 0 | 22.199 | 22.2879 | 23.8996 | 48.7678 | 1626.303 | 0 | 0.057789 | 0 | 0 | 0 | 0 | 0 | 0 | 0 | 0 | 0 | 22.199 | 22.275 | 22.2741 | 52.8928 | 2983.69 | 0 | 0.10602 | 0 | 0 | 0 | 0 | 0 | 0 | 0 | 0 | 0 | 22.1989 | 20.6483 | 21.698 | 62.5301
0.33333 | 3862.895 | 0 | 0.13726 | 0 | 0 | 0 | 0 | 0 | 0 | 0 | 0 | 0 | 22.199 | 22.3231 | 22.2708 | 55.4697 | 1626.303 | 923.6415 | 0.057789 | 0.091332 | 0 | 0 | 0 | 0 | 0 | 0 | 0 | 0 | 22.199 | 22.275 | 23.8997 | 47.8865 | 3755.171 | 928.1633 | 0.13343 | 0.091779 | 0 | 0 | 0 | 0 | 0 | 0 | 0 | 0 | 22.199 | 22.2879 | 23.8997 | 48.4557 | 1626.303 | 0 | 0.057789 | 0 | 0 | 0 | 0 | 0 | 0 | 0 | 0 | 0 | 22.199 | 22.275 | 22.4293 | 52.3958 | 2983.69 | 0 | 0.10602 | 0 | 0 | 0 | 0 | 0 | 0 | 0 | 0 | 0 | 22.1989 | 20.6483 | 21.7569 | 62.3056
0.34375 | 3862.895 | 32.2159 | 0.13726 | 0.0032079 | 0 | 0 | 0 | 0 | 0 | 0 | 0 | 0 | 22.199 | 22.3231 | 23.136 | 53.5117 | 1626.303 | 1176.295 | 0.057789 | 0.11631 | 0 | 0 | 0 | 0 | 0 | 0 | 0 | 0 | 22.199 | 22.275 | 23.8998 | 48.4489 | 3755.171 | 1193.554 | 0.13343 | 0.11802 | 0 | 0 | 0 | 0 | 0 | 0 | 0 | 0 | 22.199 | 22.2879 | 23.8998 | 48.9534 | 1626.303 | 19.2765 | 0.057789 | 0.0019182 | 0 | 0 | 0 | 0 | 0 | 0 | 0 | 0 | 22.199 | 22.275 | 23.2684 | 50.7283 | 2983.69 | 0 | 0.10602 | 0 | 0 | 0 | 0 | 0 | 0 | 0 | 0 | 0 | 22.1989 | 20.6483 | 22.537 | 60.2399
0.35417 | 3862.895 | 187.3592 | 0.13726 | 0.018652 | 0 | 0 | 0 | 0 | 0 | 0 | 0 | 0 | 22.199 | 22.3231 | 23.7661 | 52.9096 | 1626.303 | 1413.877 | 0.057789 | 0.13981 | 0 | 0 | 0 | 0 | 0 | 0 | 0 | 0 | 22.199 | 22.275 | 23.8994 | 49.3186 | 3755.171 | 1458.049 | 0.13343 | 0.14417 | 0 | 0 | 0 | 0 | 0 | 0 | 0 | 0 | 22.199 | 22.2879 | 23.8995 | 50.0254 | 1626.303 | 85.5694 | 0.057789 | 0.00852 | 0 | 0 | 0 | 0 | 0 | 0 | 0 | 0 | 22.199 | 22.275 | 23.7972 | 50.6992 | 2983.69 | 194.3753 | 0.10602 | 0.019503 | 0 | 0 | 0 | 0 | 0 | 0 | 0 | 0 | 22.1989 | 20.6483 | 23.5028 | 58.2159
0.36458 | 3862.895 | 401.8444 | 0.13726 | 0.039861 | 0 | 0 | 0 | 0 | 0 | 0 | 0 | 0 | 22.199 | 22.3231 | 23.8996 | 53.9569 | 1626.303 | 1645.362 | 0.057789 | 0.1627 | 0 | 0 | 0 | 0 | 0 | 0 | 0 | 0 | 22.199 | 22.275 | 23.8989 | 49.9357 | 3755.171 | 1721.149 | 0.13343 | 0.17019 | 0 | 0 | 0 | 0 | 0 | 0 | 0 | 0 | 22.199 | 22.2879 | 23.8991 | 51.0737 | 1626.303 | 184.9253 | 0.057789 | 0.018344 | 0 | 0 | 0 | 0 | 0 | 0 | 0 | 0 | 22.199 | 22.275 | 23.8997 | 52.2403 | 2983.69 | 459.6483 | 0.10602 | 0.045736 | 0 | 0 | 0 | 0 | 0 | 0 | 0 | 0 | 22.1989 | 20.6483 | 23.8989 | 58.0554
0.375 | 3862.895 | 642.7644 | 0.13726 | 0.063686 | 0 | 0 | 0 | 0 | 0 | 0 | 0 | 0 | 22.199 | 22.3231 | 23.8985 | 54.7492 | 1626.303 | 1867.335 | 0.057789 | 0.18466 | 0 | 0 | 0 | 0 | 0 | 0 | 0 | 0 | 22.199 | 22.275 | 23.898 | 50.0283 | 3755.171 | 1983.176 | 0.13343 | 0.19611 | 0 | 0 | 0 | 0 | 0 | 0 | 0 | 0 | 22.199 | 22.2879 | 23.8982 | 51.5507 | 1626.303 | 300.7133 | 0.057789 | 0.029794 | 0 | 0 | 0 | 0 | 0 | 0 | 0 | 0 | 22.199 | 22.275 | 23.8989 | 53.2463 | 2983.69 | 699.7824 | 0.10602 | 0.069483 | 0 | 0 | 0 | 0 | 0 | 0 | 0 | 0 | 22.1989 | 20.6483 | 23.8984 | 58.8914
0.38542 | 3862.895 | 998.5027 | 0.13726 | 0.098846 | 0 | 0 | 0 | 0 | 0 | 0 | 0 | 0 | 22.199 | 22.3231 | 23.8981 | 55.9407 | 1626.303 | 1996.442 | 0.057789 | 0.19743 | 0 | 0 | 0 | 0 | 0 | 0 | 0 | 0 | 22.199 | 22.275 | 23.8977 | 50.1076 | 3755.171 | 2083.363 | 0.13343 | 0.20603 | 0 | 0 | 0 | 0 | 0 | 0 | 0 | 0 | 22.199 | 22.2879 | 23.8978 | 52.2714 | 1626.303 | 461.4943 | 0.057789 | 0.045683 | 0 | 0 | 0 | 0 | 0 | 0 | 0 | 0 | 22.199 | 22.275 | 23.8985 | 54.8143 | 2983.69 | 1193.426 | 0.10602 | 0.1183 | 0 | 0 | 0 | 0 | 0 | 0 | 0 | 0 | 22.1989 | 20.6483 | 23.8984 | 60.2276
0.39583 | 3862.895 | 1262.284 | 0.13726 | 0.12484 | 0 | 0 | 0 | 0 | 0 | 0 | 0 | 0 | 22.199 | 22.3231 | 23.8965 | 56.0329 | 1626.303 | 2098.973 | 0.057789 | 0.20758 | 0 | 0 | 0 | 0 | 0 | 0 | 0 | 0 | 22.199 | 22.275 | 23.8974 | 49.9766 | 3755.171 | 2166.056 | 0.13343 | 0.21422 | 0 | 0 | 0 | 0 | 0 | 0 | 0 | 0 | 22.199 | 22.2879 | 23.897 | 52.4579 | 1626.303 | 590.2444 | 0.057789 | 0.058372 | 0 | 0 | 0 | 0 | 0 | 0 | 0 | 0 | 22.199 | 22.275 | 23.897 | 55.2322 | 2983.69 | 1515.186 | 0.10602 | 0.14985 | 0 | 0 | 0 | 0 | 0 | 0 | 0 | 0 | 22.1989 | 20.6483 | 23.8966 | 60.3196
0.40625 | 3862.895 | 1494.03 | 0.13726 | 0.14777 | 0 | 0 | 0 | 0 | 0 | 0 | 0 | 0 | 22.199 | 22.3231 | 23.8961 | 55.4638 | 1626.303 | 2177.485 | 0.057789 | 0.21536 | 0 | 0 | 0 | 0 | 0 | 0 | 0 | 0 | 22.199 | 22.275 | 23.8974 | 49.8519 | 3755.171 | 2242.644 | 0.13343 | 0.2218 | 0 | 0 | 0 | 0 | 0 | 0 | 0 | 0 | 22.199 | 22.2879 | 23.8968 | 52.3959 | 1626.303 | 698.6015 | 0.057789 | 0.069093 | 0 | 0 | 0 | 0 | 0 | 0 | 0 | 0 | 22.199 | 22.275 | 23.8965 | 54.9016 | 2983.69 | 1786.601 | 0.10602 | 0.17671 | 0 | 0 | 0 | 0 | 0 | 0 | 0 | 0 | 22.1989 | 20.6483 | 23.8953 | 59.6465
0.41667 | 3862.895 | 1721.129 | 0.13726 | 0.17024 | 0 | 0 | 0 | 0 | 0 | 0 | 0 | 0 | 22.199 | 22.3231 | 23.896 | 54.7496 | 1626.303 | 2234.18 | 0.057789 | 0.22097 | 0 | 0 | 0 | 0 | 0 | 0 | 0 | 0 | 22.199 | 22.275 | 23.8975 | 49.8066 | 3755.171 | 2324.823 | 0.13343 | 0.22994 | 0 | 0 | 0 | 0 | 0 | 0 | 0 | 0 | 22.199 | 22.2879 | 23.8969 | 52.3202 | 1626.303 | 800.4265 | 0.057789 | 0.079168 | 0 | 0 | 0 | 0 | 0 | 0 | 0 | 0 | 22.199 | 22.275 | 23.8963 | 54.3439 | 2983.69 | 2099.896 | 0.10602 | 0.20771 | 0 | 0 | 0 | 0 | 0 | 0 | 0 | 0 | 22.1989 | 20.6483 | 23.8952 | 58.7909
0.42708 | 3862.895 | 1824.559 | 0.13726 | 0.18047 | 0 | 0 | 0 | 0 | 0 | 0 | 0 | 0 | 22.199 | 22.3231 | 23.8968 | 54.0166 | 1626.303 | 2231.292 | 0.057789 | 0.22068 | 0 | 0 | 0 | 0 | 0 | 0 | 0 | 0 | 22.199 | 22.275 | 23.8978 | 49.8227 | 3755.171 | 2319.405 | 0.13343 | 0.22941 | 0 | 0 | 0 | 0 | 0 | 0 | 0 | 0 | 22.199 | 22.2879 | 23.8973 | 52.2871 | 1626.303 | 848.3214 | 0.057789 | 0.083908 | 0 | 0 | 0 | 0 | 0 | 0 | 0 | 0 | 22.199 | 22.275 | 23.897 | 53.7322 | 2983.69 | 2178.251 | 0.10602 | 0.21547 | 0 | 0 | 0 | 0 | 0 | 0 | 0 | 0 | 22.1989 | 20.6483 | 23.8962 | 57.8778
0.4375 | 3862.895 | 1916.959 | 0.13726 | 0.18961 | 0 | 0 | 0 | 0 | 0 | 0 | 0 | 0 | 22.199 | 22.3231 | 23.8976 | 53.6299 | 1626.303 | 2209.844 | 0.057789 | 0.21855 | 0 | 0 | 0 | 0 | 0 | 0 | 0 | 0 | 22.199 | 22.275 | 23.8982 | 49.8534 | 3755.171 | 2325.51 | 0.13343 | 0.23 | 0 | 0 | 0 | 0 | 0 | 0 | 0 | 0 | 22.199 | 22.2879 | 23.8978 | 52.2736 | 1626.303 | 889.4526 | 0.057789 | 0.087974 | 0 | 0 | 0 | 0 | 0 | 0 | 0 | 0 | 22.199 | 22.275 | 23.8976 | 53.4057 | 2983.69 | 2248.733 | 0.10602 | 0.22244 | 0 | 0 | 0 | 0 | 0 | 0 | 0 | 0 | 22.1989 | 20.6483 | 23.8972 | 57.3789
0.44792 | 3862.895 | 1999.876 | 0.13726 | 0.1978 | 0 | 0 | 0 | 0 | 0 | 0 | 0 | 0 | 22.199 | 22.3231 | 23.8977 | 53.2927 | 1626.303 | 2171.212 | 0.057789 | 0.21473 | 0 | 0 | 0 | 0 | 0 | 0 | 0 | 0 | 22.199 | 22.275 | 23.8982 | 49.9011 | 3755.171 | 2340.024 | 0.13343 | 0.23143 | 0 | 0 | 0 | 0 | 0 | 0 | 0 | 0 | 22.199 | 22.2879 | 23.8979 | 52.2516 | 1626.303 | 925.7841 | 0.057789 | 0.091565 | 0 | 0 | 0 | 0 | 0 | 0 | 0 | 0 | 22.199 | 22.275 | 23.8977 | 53.1208 | 2983.69 | 2311.092 | 0.10602 | 0.22859 | 0 | 0 | 0 | 0 | 0 | 0 | 0 | 0 | 22.1989 | 20.6483 | 23.8974 | 56.9256
0.45833 | 3862.895 | 2077.316 | 0.13726 | 0.20545 | 0 | 0 | 0 | 0 | 0 | 0 | 0 | 0 | 22.199 | 22.3231 | 23.8977 | 53.0262 | 1626.303 | 2116.984 | 0.057789 | 0.20936 | 0 | 0 | 0 | 0 | 0 | 0 | 0 | 0 | 22.199 | 22.275 | 23.8982 | 49.9652 | 3755.171 | 2360.262 | 0.13343 | 0.23343 | 0 | 0 | 0 | 0 | 0 | 0 | 0 | 0 | 22.199 | 22.2879 | 23.8979 | 52.2222 | 1626.303 | 959.1053 | 0.057789 | 0.094857 | 0 | 0 | 0 | 0 | 0 | 0 | 0 | 0 | 22.199 | 22.275 | 23.8978 | 52.8926 | 2983.69 | 2367.714 | 0.10602 | 0.23418 | 0 | 0 | 0 | 0 | 0 | 0 | 0 | 0 | 22.1989 | 20.6483 | 23.8974 | 56.5605
0.46875 | 3862.895 | 2113.886 | 0.13726 | 0.20906 | 0 | 0 | 0 | 0 | 0 | 0 | 0 | 0 | 22.199 | 22.3231 | 23.8979 | 52.7534 | 1626.303 | 2032.877 | 0.057789 | 0.20104 | 0 | 0 | 0 | 0 | 0 | 0 | 0 | 0 | 22.199 | 22.275 | 23.8983 | 49.9862 | 3755.171 | 2347.643 | 0.13343 | 0.23218 | 0 | 0 | 0 | 0 | 0 | 0 | 0 | 0 | 22.199 | 22.2879 | 23.898 | 52.1292 | 1626.303 | 973.6467 | 0.057789 | 0.096293 | 0 | 0 | 0 | 0 | 0 | 0 | 0 | 0 | 22.199 | 22.275 | 23.8979 | 52.6458 | 2983.69 | 2359.471 | 0.10602 | 0.23336 | 0 | 0 | 0 | 0 | 0 | 0 | 0 | 0 | 22.1989 | 20.6483 | 23.8976 | 56.2197
0.47917 | 3862.895 | 2141.242 | 0.13726 | 0.21177 | 0 | 0 | 0 | 0 | 0 | 0 | 0 | 0 | 22.199 | 22.3231 | 23.898 | 52.3365 | 1626.303 | 1934.802 | 0.057789 | 0.19134 | 0 | 0 | 0 | 0 | 0 | 0 | 0 | 0 | 22.199 | 22.275 | 23.8985 | 49.8659 | 3755.171 | 2332.327 | 0.13343 | 0.23066 | 0 | 0 | 0 | 0 | 0 | 0 | 0 | 0 | 22.199 | 22.2879 | 23.8981 | 51.8492 | 1626.303 | 984.3708 | 0.057789 | 0.097353 | 0 | 0 | 0 | 0 | 0 | 0 | 0 | 0 | 22.199 | 22.275 | 23.8981 | 52.2426 | 2983.69 | 2343.102 | 0.10602 | 0.23174 | 0 | 0 | 0 | 0 | 0 | 0 | 0 | 0 | 22.1989 | 20.6483 | 23.8978 | 55.7752
0.48958 | 3862.895 | 2161.177 | 0.13726 | 0.21374 | 0 | 0 | 0 | 0 | 0 | 0 | 0 | 0 | 22.199 | 22.3231 | 23.8982 | 51.9854 | 1626.303 | 1826.21 | 0.057789 | 0.1806 | 0 | 0 | 0 | 0 | 0 | 0 | 0 | 0 | 22.199 | 22.275 | 23.8986 | 49.8511 | 3755.171 | 2316.869 | 0.13343 | 0.22913 | 0 | 0 | 0 | 0 | 0 | 0 | 0 | 0 | 22.199 | 22.2879 | 23.8982 | 51.6095 | 1626.303 | 991.5742 | 0.057789 | 0.098064 | 0 | 0 | 0 | 0 | 0 | 0 | 0 | 0 | 22.199 | 22.275 | 23.8982 | 51.9078 | 2983.69 | 2320.912 | 0.10602 | 0.22954 | 0 | 0 | 0 | 0 | 0 | 0 | 0 | 0 | 22.1989 | 20.6483 | 23.8979 | 55.3644
0.5 | 3862.895 | 2174.724 | 0.13726 | 0.21507 | 0 | 0 | 0 | 0 | 0 | 0 | 0 | 0 | 22.199 | 22.3231 | 23.8982 | 51.773 | 1626.303 | 1710.928 | 0.057789 | 0.1692 | 0 | 0 | 0 | 0 | 0 | 0 | 0 | 0 | 22.199 | 22.275 | 23.8986 | 49.9556 | 3755.171 | 2299.852 | 0.13343 | 0.22745 | 0 | 0 | 0 | 0 | 0 | 0 | 0 | 0 | 22.199 | 22.2879 | 23.8983 | 51.4868 | 1626.303 | 996.1005 | 0.057789 | 0.098511 | 0 | 0 | 0 | 0 | 0 | 0 | 0 | 0 | 22.199 | 22.275 | 23.8982 | 51.7137 | 2983.69 | 2294.194 | 0.10602 | 0.22689 | 0 | 0 | 0 | 0 | 0 | 0 | 0 | 0 | 22.1989 | 20.6483 | 23.898 | 55.0604
0.51042 | 3862.895 | 2149.594 | 0.13726 | 0.21259 | 0 | 0 | 0 | 0 | 0 | 0 | 0 | 0 | 22.199 | 22.3231 | 23.8982 | 51.6479 | 1626.303 | 1578.127 | 0.057789 | 0.15606 | 0 | 0 | 0 | 0 | 0 | 0 | 0 | 0 | 22.199 | 22.275 | 23.8986 | 50.071 | 3755.171 | 2249.434 | 0.13343 | 0.22246 | 0 | 0 | 0 | 0 | 0 | 0 | 0 | 0 | 22.199 | 22.2879 | 23.8983 | 51.4242 | 1626.303 | 983.1612 | 0.057789 | 0.09723 | 0 | 0 | 0 | 0 | 0 | 0 | 0 | 0 | 22.199 | 22.275 | 23.8983 | 51.6023 | 2983.69 | 2203.524 | 0.10602 | 0.21792 | 0 | 0 | 0 | 0 | 0 | 0 | 0 | 0 | 22.1989 | 20.6483 | 23.898 | 54.8545
0.52083 | 3862.895 | 2117.628 | 0.13726 | 0.20943 | 0 | 0 | 0 | 0 | 0 | 0 | 0 | 0 | 22.199 | 22.3231 | 23.8978 | 51.1417 | 1626.303 | 1446.47 | 0.057789 | 0.14304 | 0 | 0 | 0 | 0 | 0 | 0 | 0 | 0 | 22.199 | 22.275 | 23.8984 | 49.7516 | 3755.171 | 2194.898 | 0.13343 | 0.21707 | 0 | 0 | 0 | 0 | 0 | 0 | 0 | 0 | 22.199 | 22.2879 | 23.8978 | 50.9588 | 1626.303 | 966.8791 | 0.057789 | 0.09562 | 0 | 0 | 0 | 0 | 0 | 0 | 0 | 0 | 22.199 | 22.275 | 23.8978 | 51.0883 | 2983.69 | 2105.325 | 0.10602 | 0.20821 | 0 | 0 | 0 | 0 | 0 | 0 | 0 | 0 | 22.1989 | 20.6483 | 23.8975 | 54.3524
0.53125 | 3862.895 | 2080.905 | 0.13726 | 0.20579 | 0 | 0 | 0 | 0 | 0 | 0 | 0 | 0 | 22.199 | 22.3231 | 23.898 | 50.5456 | 1626.303 | 1332.058 | 0.057789 | 0.13173 | 0 | 0 | 0 | 0 | 0 | 0 | 0 | 0 | 22.199 | 22.275 | 23.8987 | 49.4331 | 3755.171 | 2137.978 | 0.13343 | 0.21144 | 0 | 0 | 0 | 0 | 0 | 0 | 0 | 0 | 22.199 | 22.2879 | 23.898 | 50.4105 | 1626.303 | 948.0767 | 0.057789 | 0.093761 | 0 | 0 | 0 | 0 | 0 | 0 | 0 | 0 | 22.199 | 22.275 | 23.898 | 50.491 | 2983.69 | 2001.885 | 0.10602 | 0.19799 | 0 | 0 | 0 | 0 | 0 | 0 | 0 | 0 | 22.1989 | 20.6483 | 23.8976 | 53.7016
0.54167 | 3862.895 | 2040.529 | 0.13726 | 0.2018 | 0 | 0 | 0 | 0 | 0 | 0 | 0 | 0 | 22.199 | 22.3231 | 23.8983 | 50.1238 | 1626.303 | 1234.486 | 0.057789 | 0.12208 | 0 | 0 | 0 | 0 | 0 | 0 | 0 | 0 | 22.199 | 22.275 | 23.8987 | 49.2769 | 3755.171 | 2079.217 | 0.13343 | 0.20563 | 0 | 0 | 0 | 0 | 0 | 0 | 0 | 0 | 22.199 | 22.2879 | 23.8983 | 50.0304 | 1626.303 | 929.3986 | 0.057789 | 0.091914 | 0 | 0 | 0 | 0 | 0 | 0 | 0 | 0 | 22.199 | 22.275 | 23.8983 | 50.0802 | 2983.69 | 1894.412 | 0.10602 | 0.18736 | 0 | 0 | 0 | 0 | 0 | 0 | 0 | 0 | 22.1989 | 20.6483 | 23.8978 | 53.1441
0.55208 | 3862.895 | 2125.062 | 0.13726 | 0.21016 | 0 | 0 | 0 | 0 | 0 | 0 | 0 | 0 | 22.199 | 22.3231 | 23.8985 | 49.8961 | 1626.303 | 1212.808 | 0.057789 | 0.11994 | 0 | 0 | 0 | 0 | 0 | 0 | 0 | 0 | 22.199 | 22.275 | 23.8988 | 49.261 | 3755.171 | 2147.071 | 0.13343 | 0.21234 | 0 | 0 | 0 | 0 | 0 | 0 | 0 | 0 | 22.199 | 22.2879 | 23.8985 | 49.8371 | 1626.303 | 973.5936 | 0.057789 | 0.096284 | 0 | 0 | 0 | 0 | 0 | 0 | 0 | 0 | 22.199 | 22.275 | 23.8986 | 49.8646 | 2983.69 | 2012.953 | 0.10602 | 0.19908 | 0 | 0 | 0 | 0 | 0 | 0 | 0 | 0 | 22.1989 | 20.6483 | 23.898 | 52.7323
0.5625 | 3862.895 | 2216.193 | 0.13726 | 0.21917 | 0 | 0 | 0 | 0 | 0 | 0 | 0 | 0 | 22.199 | 22.3231 | 23.8985 | 50.2645 | 1626.303 | 1211.767 | 0.057789 | 0.11983 | 0 | 0 | 0 | 0 | 0 | 0 | 0 | 0 | 22.199 | 22.275 | 23.8988 | 49.7871 | 3755.171 | 2222.628 | 0.13343 | 0.2198 | 0 | 0 | 0 | 0 | 0 | 0 | 0 | 0 | 22.199 | 22.2879 | 23.8985 | 50.2331 | 1626.303 | 1030.74 | 0.057789 | 0.10193 | 0 | 0 | 0 | 0 | 0 | 0 | 0 | 0 | 22.199 | 22.275 | 23.8985 | 50.2423 | 2983.69 | 2141.196 | 0.10602 | 0.21176 | 0 | 0 | 0 | 0 | 0 | 0 | 0 | 0 | 22.1989 | 20.6483 | 23.8978 | 52.8849
0.57292 | 3862.895 | 2311.757 | 0.13726 | 0.22862 | 0 | 0 | 0 | 0 | 0 | 0 | 0 | 0 | 22.199 | 22.3231 | 23.8983 | 50.7513 | 1626.303 | 1216.366 | 0.057789 | 0.12029 | 0 | 0 | 0 | 0 | 0 | 0 | 0 | 0 | 22.199 | 22.275 | 23.8985 | 50.3582 | 3755.171 | 2302.487 | 0.13343 | 0.2277 | 0 | 0 | 0 | 0 | 0 | 0 | 0 | 0 | 22.199 | 22.2879 | 23.8983 | 50.7432 | 1626.303 | 1103.023 | 0.057789 | 0.10908 | 0 | 0 | 0 | 0 | 0 | 0 | 0 | 0 | 22.199 | 22.275 | 23.8982 | 50.6906 | 2983.69 | 2275.659 | 0.10602 | 0.22506 | 0 | 0 | 0 | 0 | 0 | 0 | 0 | 0 | 22.1989 | 20.6483 | 23.8977 | 53.2651
0.58333 | 3862.895 | 2410.858 | 0.13726 | 0.23842 | 0 | 0 | 0 | 0 | 0 | 0 | 0 | 0 | 22.199 | 22.3231 | 23.8979 | 51.053 | 1626.303 | 1227.208 | 0.057789 | 0.12136 | 0 | 0 | 0 | 0 | 0 | 0 | 0 | 0 | 22.199 | 22.275 | 23.8981 | 50.7031 | 3755.171 | 2384.751 | 0.13343 | 0.23584 | 0 | 0 | 0 | 0 | 0 | 0 | 0 | 0 | 22.199 | 22.2879 | 23.8979 | 51.0688 | 1626.303 | 1190.843 | 0.057789 | 0.11777 | 0 | 0 | 0 | 0 | 0 | 0 | 0 | 0 | 22.199 | 22.275 | 23.8978 | 50.8909 | 2983.69 | 2414.433 | 0.10602 | 0.23879 | 0 | 0 | 0 | 0 | 0 | 0 | 0 | 0 | 22.1989 | 20.6483 | 23.8975 | 53.5958
0.59375 | 3862.895 | 2464.066 | 0.13726 | 0.24369 | 0 | 0 | 0 | 0 | 0 | 0 | 0 | 0 | 22.199 | 22.3231 | 23.8976 | 51.1494 | 1626.303 | 1220.928 | 0.057789 | 0.12074 | 0 | 0 | 0 | 0 | 0 | 0 | 0 | 0 | 22.199 | 22.275 | 23.8978 | 50.8418 | 3755.171 | 2419.168 | 0.13343 | 0.23925 | 0 | 0 | 0 | 0 | 0 | 0 | 0 | 0 | 22.199 | 22.2879 | 23.8977 | 51.1917 | 1626.303 | 1270.672 | 0.057789 | 0.12567 | 0 | 0 | 0 | 0 | 0 | 0 | 0 | 0 | 22.199 | 22.275 | 23.8975 | 50.8408 | 2983.69 | 2467.888 | 0.10602 | 0.24408 | 0 | 0 | 0 | 0 | 0 | 0 | 0 | 0 | 22.1989 | 20.6483 | 23.8973 | 53.7924
0.60417 | 3862.895 | 2517.296 | 0.13726 | 0.24896 | 0 | 0 | 0 | 0 | 0 | 0 | 0 | 0 | 22.199 | 22.3231 | 23.8975 | 51.3736 | 1626.303 | 1217.431 | 0.057789 | 0.1204 | 0 | 0 | 0 | 0 | 0 | 0 | 0 | 0 | 22.199 | 22.275 | 23.8976 | 51.1283 | 3755.171 | 2451.872 | 0.13343 | 0.24249 | 0 | 0 | 0 | 0 | 0 | 0 | 0 | 0 | 22.199 | 22.2879 | 23.8975 | 51.4465 | 1626.303 | 1361.642 | 0.057789 | 0.13467 | 0 | 0 | 0 | 0 | 0 | 0 | 0 | 0 | 22.199 | 22.275 | 23.8973 | 50.8958 | 2983.69 | 2521.818 | 0.10602 | 0.24942 | 0 | 0 | 0 | 0 | 0 | 0 | 0 | 0 | 22.1989 | 20.6483 | 23.8971 | 54.1314
0.61458 | 3862.895 | 2569.689 | 0.13726 | 0.25415 | 0 | 0 | 0 | 0 | 0 | 0 | 0 | 0 | 22.199 | 22.3231 | 23.8973 | 51.5894 | 1626.303 | 1216.059 | 0.057789 | 0.12027 | 0 | 0 | 0 | 0 | 0 | 0 | 0 | 0 | 22.199 | 22.275 | 23.8974 | 51.4119 | 3755.171 | 2482.471 | 0.13343 | 0.24552 | 0 | 0 | 0 | 0 | 0 | 0 | 0 | 0 | 22.199 | 22.2879 | 23.8973 | 51.6975 | 1626.303 | 1461.557 | 0.057789 | 0.14455 | 0 | 0 | 0 | 0 | 0 | 0 | 0 | 0 | 22.199 | 22.275 | 23.8971 | 50.9162 | 2983.69 | 2575.959 | 0.10602 | 0.25478 | 0 | 0 | 0 | 0 | 0 | 0 | 0 | 0 | 22.1989 | 20.6483 | 23.8969 | 54.477
0.625 | 3862.895 | 2621.241 | 0.13726 | 0.25925 | 0 | 0 | 0 | 0 | 0 | 0 | 0 | 0 | 22.199 | 22.3231 | 23.8971 | 51.6992 | 1626.303 | 1215.029 | 0.057789 | 0.12017 | 0 | 0 | 0 | 0 | 0 | 0 | 0 | 0 | 22.199 | 22.275 | 23.8972 | 51.5878 | 3755.171 | 2508.069 | 0.13343 | 0.24806 | 0 | 0 | 0 | 0 | 0 | 0 | 0 | 0 | 22.199 | 22.2879 | 23.8971 | 51.8459 | 1626.303 | 1582.417 | 0.057789 | 0.15651 | 0 | 0 | 0 | 0 | 0 | 0 | 0 | 0 | 22.199 | 22.275 | 23.8968 | 50.8199 | 2983.69 | 2630.141 | 0.10602 | 0.26014 | 0 | 0 | 0 | 0 | 0 | 0 | 0 | 0 | 22.1989 | 20.6483 | 23.8966 | 54.7199
0.63542 | 3862.895 | 2636.455 | 0.13726 | 0.26076 | 0 | 0 | 0 | 0 | 0 | 0 | 0 | 0 | 22.199 | 22.3231 | 23.8969 | 51.7114 | 1626.303 | 1198.77 | 0.057789 | 0.11856 | 0 | 0 | 0 | 0 | 0 | 0 | 0 | 0 | 22.199 | 22.275 | 23.8971 | 51.6712 | 3755.171 | 2495.512 | 0.13343 | 0.24682 | 0 | 0 | 0 | 0 | 0 | 0 | 0 | 0 | 22.199 | 22.2879 | 23.897 | 51.9044 | 1626.303 | 1700.971 | 0.057789 | 0.16824 | 0 | 0 | 0 | 0 | 0 | 0 | 0 | 0 | 22.199 | 22.275 | 23.8971 | 50.6002 | 2983.69 | 2623.219 | 0.10602 | 0.25946 | 0 | 0 | 0 | 0 | 0 | 0 | 0 | 0 | 22.1989 | 20.6483 | 23.8965 | 54.8458
0.64583 | 3862.895 | 2645.74 | 0.13726 | 0.26168 | 0 | 0 | 0 | 0 | 0 | 0 | 0 | 0 | 22.199 | 22.3231 | 23.897 | 51.7169 | 1626.303 | 1180.931 | 0.057789 | 0.1168 | 0 | 0 | 0 | 0 | 0 | 0 | 0 | 0 | 22.199 | 22.275 | 23.8971 | 51.7506 | 3755.171 | 2475.802 | 0.13343 | 0.24487 | 0 | 0 | 0 | 0 | 0 | 0 | 0 | 0 | 22.199 | 22.2879 | 23.897 | 51.9616 | 1626.303 | 1827.467 | 0.057789 | 0.18075 | 0 | 0 | 0 | 0 | 0 | 0 | 0 | 0 | 22.199 | 22.275 | 23.8972 | 50.3718 | 2983.69 | 2611.764 | 0.10602 | 0.25833 | 0 | 0 | 0 | 0 | 0 | 0 | 0 | 0 | 22.1989 | 20.6483 | 23.8966 | 54.9691
0.65625 | 3862.895 | 2649.147 | 0.13726 | 0.26202 | 0 | 0 | 0 | 0 | 0 | 0 | 0 | 0 | 22.199 | 22.3231 | 23.8969 | 51.721 | 1626.303 | 1161.605 | 0.057789 | 0.11489 | 0 | 0 | 0 | 0 | 0 | 0 | 0 | 0 | 22.199 | 22.275 | 23.8971 | 51.8273 | 3755.171 | 2449.764 | 0.13343 | 0.2423 | 0 | 0 | 0 | 0 | 0 | 0 | 0 | 0 | 22.199 | 22.2879 | 23.897 | 52.0176 | 1626.303 | 1958.659 | 0.057789 | 0.19372 | 0 | 0 | 0 | 0 | 0 | 0 | 0 | 0 | 22.199 | 22.275 | 23.8972 | 50.1744 | 2983.69 | 2596.523 | 0.10602 | 0.25683 | 0 | 0 | 0 | 0 | 0 | 0 | 0 | 0 | 22.1989 | 20.6483 | 23.8965 | 55.0745
0.66667 | 3862.895 | 2645.281 | 0.13726 | 0.26164 | 0 | 0 | 0 | 0 | 0 | 0 | 0 | 0 | 22.199 | 22.3231 | 23.8969 | 51.7174 | 1626.303 | 1141.866 | 0.057789 | 0.11294 | 0 | 0 | 0 | 0 | 0 | 0 | 0 | 0 | 22.199 | 22.275 | 23.8971 | 51.8924 | 3755.171 | 2420.309 | 0.13343 | 0.23939 | 0 | 0 | 0 | 0 | 0 | 0 | 0 | 0 | 22.199 | 22.2879 | 23.897 | 52.0626 | 1626.303 | 2077.119 | 0.057789 | 0.20544 | 0 | 0 | 0 | 0 | 0 | 0 | 0 | 0 | 22.199 | 22.275 | 23.8973 | 50.0127 | 2983.69 | 2578.056 | 0.10602 | 0.255 | 0 | 0 | 0 | 0 | 0 | 0 | 0 | 0 | 22.1989 | 20.6483 | 23.8964 | 55.1409
0.67708 | 3862.895 | 2614.002 | 0.13726 | 0.25855 | 0 | 0 | 0 | 0 | 0 | 0 | 0 | 0 | 22.199 | 22.3231 | 23.8969 | 51.7084 | 1626.303 | 1112.614 | 0.057789 | 0.11004 | 0 | 0 | 0 | 0 | 0 | 0 | 0 | 0 | 22.199 | 22.275 | 23.8971 | 51.9467 | 3755.171 | 2366.927 | 0.13343 | 0.23411 | 0 | 0 | 0 | 0 | 0 | 0 | 0 | 0 | 22.199 | 22.2879 | 23.897 | 52.0975 | 1626.303 | 2175.627 | 0.057789 | 0.21518 | 0 | 0 | 0 | 0 | 0 | 0 | 0 | 0 | 22.199 | 22.275 | 23.8973 | 49.8804 | 2983.69 | 2519.891 | 0.10602 | 0.24925 | 0 | 0 | 0 | 0 | 0 | 0 | 0 | 0 | 22.1989 | 20.6483 | 23.8964 | 55.1689
0.6875 | 3862.895 | 2571.411 | 0.13726 | 0.25433 | 0 | 0 | 0 | 0 | 0 | 0 | 0 | 0 | 22.199 | 22.3231 | 23.8971 | 51.7822 | 1626.303 | 1080.568 | 0.057789 | 0.10687 | 0 | 0 | 0 | 0 | 0 | 0 | 0 | 0 | 22.199 | 22.275 | 23.8972 | 52.0829 | 3755.171 | 2305.666 | 0.13343 | 0.22805 | 0 | 0 | 0 | 0 | 0 | 0 | 0 | 0 | 22.199 | 22.2879 | 23.8971 | 52.2202 | 1626.303 | 2262.196 | 0.057789 | 0.22374 | 0 | 0 | 0 | 0 | 0 | 0 | 0 | 0 | 22.199 | 22.275 | 23.8974 | 49.8055 | 2983.69 | 2458.029 | 0.10602 | 0.24313 | 0 | 0 | 0 | 0 | 0 | 0 | 0 | 0 | 22.1989 | 20.6483 | 23.8967 | 55.3409
0.69792 | 3862.895 | 2516.95 | 0.13726 | 0.24894 | 0 | 0 | 0 | 0 | 0 | 0 | 0 | 0 | 22.199 | 22.3231 | 23.8971 | 51.8852 | 1626.303 | 1046.445 | 0.057789 | 0.1035 | 0 | 0 | 0 | 0 | 0 | 0 | 0 | 0 | 22.199 | 22.275 | 23.8972 | 52.2463 | 3755.171 | 2238.576 | 0.13343 | 0.22141 | 0 | 0 | 0 | 0 | 0 | 0 | 0 | 0 | 22.199 | 22.2879 | 23.8971 | 52.3744 | 1626.303 | 2333.873 | 0.057789 | 0.23083 | 0 | 0 | 0 | 0 | 0 | 0 | 0 | 0 | 22.199 | 22.275 | 23.8974 | 49.745 | 2983.69 | 2392.487 | 0.10602 | 0.23665 | 0 | 0 | 0 | 0 | 0 | 0 | 0 | 0 | 22.1989 | 20.6483 | 23.8967 | 55.5622
0.70833 | 3862.895 | 2449.733 | 0.13726 | 0.2423 | 0 | 0 | 0 | 0 | 0 | 0 | 0 | 0 | 22.199 | 22.3231 | 23.8971 | 51.9773 | 1626.303 | 1010.257 | 0.057789 | 0.09992 | 0 | 0 | 0 | 0 | 0 | 0 | 0 | 0 | 22.199 | 22.275 | 23.8972 | 52.3905 | 3755.171 | 2165.937 | 0.13343 | 0.21422 | 0 | 0 | 0 | 0 | 0 | 0 | 0 | 0 | 22.199 | 22.2879 | 23.8971 | 52.5102 | 1626.303 | 2387.76 | 0.057789 | 0.23616 | 0 | 0 | 0 | 0 | 0 | 0 | 0 | 0 | 22.199 | 22.275 | 23.8974 | 49.6868 | 2983.69 | 2323.269 | 0.10602 | 0.2298 | 0 | 0 | 0 | 0 | 0 | 0 | 0 | 0 | 22.1989 | 20.6483 | 23.8966 | 55.7463
0.71875 | 3862.895 | 2409.234 | 0.13726 | 0.23829 | 0 | 0 | 0 | 0 | 0 | 0 | 0 | 0 | 22.199 | 22.3231 | 23.8971 | 52.0573 | 1626.303 | 989.0338 | 0.057789 | 0.097821 | 0 | 0 | 0 | 0 | 0 | 0 | 0 | 0 | 22.199 | 22.275 | 23.8972 | 52.5092 | 3755.171 | 2127.267 | 0.13343 | 0.2104 | 0 | 0 | 0 | 0 | 0 | 0 | 0 | 0 | 22.199 | 22.2879 | 23.8971 | 52.6196 | 1626.303 | 2438.862 | 0.057789 | 0.24121 | 0 | 0 | 0 | 0 | 0 | 0 | 0 | 0 | 22.199 | 22.275 | 23.8975 | 49.6399 | 2983.69 | 2323.691 | 0.10602 | 0.22984 | 0 | 0 | 0 | 0 | 0 | 0 | 0 | 0 | 22.1989 | 20.6483 | 23.8965 | 55.8708
0.72917 | 3862.895 | 2358.878 | 0.13726 | 0.23331 | 0 | 0 | 0 | 0 | 0 | 0 | 0 | 0 | 22.199 | 22.3231 | 23.8971 | 52.1413 | 1626.303 | 967.3511 | 0.057789 | 0.095676 | 0 | 0 | 0 | 0 | 0 | 0 | 0 | 0 | 22.199 | 22.275 | 23.8972 | 52.6176 | 3755.171 | 2086.879 | 0.13343 | 0.20641 | 0 | 0 | 0 | 0 | 0 | 0 | 0 | 0 | 22.199 | 22.2879 | 23.8971 | 52.7172 | 1626.303 | 2465.374 | 0.057789 | 0.24383 | 0 | 0 | 0 | 0 | 0 | 0 | 0 | 0 | 22.199 | 22.275 | 23.8975 | 49.6136 | 2983.69 | 2321.744 | 0.10602 | 0.22965 | 0 | 0 | 0 | 0 | 0 | 0 | 0 | 0 | 22.1989 | 20.6483 | 23.8964 | 55.949
0.73958 | 3862.895 | 2298.329 | 0.13726 | 0.22732 | 0 | 0 | 0 | 0 | 0 | 0 | 0 | 0 | 22.199 | 22.3231 | 23.8971 | 52.2424 | 1626.303 | 943.9922 | 0.057789 | 0.093366 | 0 | 0 | 0 | 0 | 0 | 0 | 0 | 0 | 22.199 | 22.275 | 23.8972 | 52.7302 | 3755.171 | 2042.014 | 0.13343 | 0.20197 | 0 | 0 | 0 | 0 | 0 | 0 | 0 | 0 | 22.199 | 22.2879 | 23.8971 | 52.8183 | 1626.303 | 2464.095 | 0.057789 | 0.2437 | 0 | 0 | 0 | 0 | 0 | 0 | 0 | 0 | 22.199 | 22.275 | 23.8976 | 49.6115 | 2983.69 | 2317.142 | 0.10602 | 0.22919 | 0 | 0 | 0 | 0 | 0 | 0 | 0 | 0 | 22.1989 | 20.6483 | 23.8964 | 56.0016
0.75 | 3862.895 | 2229.436 | 0.13726 | 0.22051 | 0 | 0 | 0 | 0 | 0 | 0 | 0 | 0 | 22.199 | 22.3231 | 23.8971 | 52.3664 | 1626.303 | 918.4279 | 0.057789 | 0.090838 | 0 | 0 | 0 | 0 | 0 | 0 | 0 | 0 | 22.199 | 22.275 | 23.8972 | 52.8561 | 3755.171 | 1991.553 | 0.13343 | 0.19698 | 0 | 0 | 0 | 0 | 0 | 0 | 0 | 0 | 22.199 | 22.2879 | 23.8971 | 52.9325 | 1626.303 | 2430.48 | 0.057789 | 0.24038 | 0 | 0 | 0 | 0 | 0 | 0 | 0 | 0 | 22.199 | 22.275 | 23.8976 | 49.636 | 2983.69 | 2309.44 | 0.10602 | 0.22843 | 0 | 0 | 0 | 0 | 0 | 0 | 0 | 0 | 22.1989 | 20.6483 | 23.8964 | 56.0444
0.76042 | 3862.895 | 2018.993 | 0.13726 | 0.19969 | 0 | 0 | 0 | 0 | 0 | 0 | 0 | 0 | 22.199 | 22.3231 | 23.8971 | 52.5123 | 1626.303 | 830.0702 | 0.057789 | 0.082098 | 0 | 0 | 0 | 0 | 0 | 0 | 0 | 0 | 22.199 | 22.275 | 23.8972 | 53.0002 | 3755.171 | 1800.282 | 0.13343 | 0.17806 | 0 | 0 | 0 | 0 | 0 | 0 | 0 | 0 | 22.199 | 22.2879 | 23.8971 | 53.0652 | 1626.303 | 2296.879 | 0.057789 | 0.22716 | 0 | 0 | 0 | 0 | 0 | 0 | 0 | 0 | 22.199 | 22.275 | 23.8977 | 49.6918 | 2983.69 | 2059.326 | 0.10602 | 0.20369 | 0 | 0 | 0 | 0 | 0 | 0 | 0 | 0 | 22.1989 | 20.6483 | 23.8964 | 56.0865
0.77083 | 3862.895 | 1787.714 | 0.13726 | 0.17681 | 0 | 0 | 0 | 0 | 0 | 0 | 0 | 0 | 22.199 | 22.3231 | 23.8978 | 52.3014 | 1626.303 | 732.1437 | 0.057789 | 0.072412 | 0 | 0 | 0 | 0 | 0 | 0 | 0 | 0 | 22.199 | 22.275 | 23.898 | 52.7953 | 3755.171 | 1587.948 | 0.13343 | 0.15706 | 0 | 0 | 0 | 0 | 0 | 0 | 0 | 0 | 22.199 | 22.2879 | 23.8979 | 52.8735 | 1626.303 | 2109.986 | 0.057789 | 0.20868 | 0 | 0 | 0 | 0 | 0 | 0 | 0 | 0 | 22.199 | 22.275 | 23.8979 | 49.3505 | 2983.69 | 1789.736 | 0.10602 | 0.17702 | 0 | 0 | 0 | 0 | 0 | 0 | 0 | 0 | 22.1989 | 20.6483 | 23.8978 | 55.9855
0.78125 | 3862.895 | 1538.283 | 0.13726 | 0.15214 | 0 | 0 | 0 | 0 | 0 | 0 | 0 | 0 | 22.199 | 22.3231 | 23.8982 | 52.0467 | 1626.303 | 625.9959 | 0.057789 | 0.061912 | 0 | 0 | 0 | 0 | 0 | 0 | 0 | 0 | 22.199 | 22.275 | 23.8983 | 52.5539 | 3755.171 | 1357.338 | 0.13343 | 0.13424 | 0 | 0 | 0 | 0 | 0 | 0 | 0 | 0 | 22.199 | 22.2879 | 23.8982 | 52.6446 | 1626.303 | 1859.027 | 0.057789 | 0.18386 | 0 | 0 | 0 | 0 | 0 | 0 | 0 | 0 | 22.199 | 22.275 | 23.8984 | 49.0928 | 2983.69 | 1504.49 | 0.10602 | 0.1488 | 0 | 0 | 0 | 0 | 0 | 0 | 0 | 0 | 22.1989 | 20.6483 | 23.8981 | 55.8794
0.79167 | 3862.895 | 1275.011 | 0.13726 | 0.1261 | 0 | 0 | 0 | 0 | 0 | 0 | 0 | 0 | 22.199 | 22.3231 | 23.8985 | 51.9614 | 1626.303 | 514.0746 | 0.057789 | 0.050841 | 0 | 0 | 0 | 0 | 0 | 0 | 0 | 0 | 22.199 | 22.275 | 23.8985 | 52.4853 | 3755.171 | 1113.671 | 0.13343 | 0.11014 | 0 | 0 | 0 | 0 | 0 | 0 | 0 | 0 | 22.199 | 22.2879 | 23.8985 | 52.5748 | 1626.303 | 1546.407 | 0.057789 | 0.15293 | 0 | 0 | 0 | 0 | 0 | 0 | 0 | 0 | 22.199 | 22.275 | 23.8989 | 49.1249 | 2983.69 | 1206.511 | 0.10602 | 0.11933 | 0 | 0 | 0 | 0 | 0 | 0 | 0 | 0 | 22.1989 | 20.6483 | 23.8982 | 55.8522
0.80208 | 3862.895 | 1049.046 | 0.13726 | 0.10375 | 0 | 0 | 0 | 0 | 0 | 0 | 0 | 0 | 22.199 | 22.3231 | 23.8987 | 52.0733 | 1626.303 | 418.1957 | 0.057789 | 0.041357 | 0 | 0 | 0 | 0 | 0 | 0 | 0 | 0 | 22.199 | 22.275 | 23.8987 | 52.615 | 3755.171 | 907.0294 | 0.13343 | 0.089701 | 0 | 0 | 0 | 0 | 0 | 0 | 0 | 0 | 22.199 | 22.2879 | 23.8987 | 52.6919 | 1626.303 | 1231.617 | 0.057789 | 0.1218 | 0 | 0 | 0 | 0 | 0 | 0 | 0 | 0 | 22.199 | 22.275 | 23.8991 | 49.4068 | 2983.69 | 971.2623 | 0.10602 | 0.096055 | 0 | 0 | 0 | 0 | 0 | 0 | 0 | 0 | 22.1989 | 20.6483 | 23.8983 | 55.9195
0.8125 | 3862.895 | 828.3059 | 0.13726 | 0.081913 | 0 | 0 | 0 | 0 | 0 | 0 | 0 | 0 | 22.199 | 22.3231 | 23.8992 | 51.729 | 1626.303 | 324.4469 | 0.057789 | 0.032085 | 0 | 0 | 0 | 0 | 0 | 0 | 0 | 0 | 22.199 | 22.275 | 23.8993 | 52.2869 | 3755.171 | 704.7668 | 0.13343 | 0.069696 | 0 | 0 | 0 | 0 | 0 | 0 | 0 | 0 | 22.199 | 22.2879 | 23.8993 | 52.376 | 1626.303 | 939.8327 | 0.057789 | 0.092939 | 0 | 0 | 0 | 0 | 0 | 0 | 0 | 0 | 22.199 | 22.275 | 23.8994 | 49.1463 | 2983.69 | 729.4363 | 0.10602 | 0.072137 | 0 | 0 | 0 | 0 | 0 | 0 | 0 | 0 | 22.1989 | 20.6483 | 23.8994 | 55.6739
0.82292 | 3862.895 | 618.4172 | 0.13726 | 0.061155 | 0 | 0 | 0 | 0 | 0 | 0 | 0 | 0 | 22.199 | 22.3231 | 23.8995 | 51.1974 | 1626.303 | 234.8532 | 0.057789 | 0.023224 | 0 | 0 | 0 | 0 | 0 | 0 | 0 | 0 | 22.199 | 22.275 | 23.8995 | 51.7718 | 3755.171 | 511.4096 | 0.13343 | 0.050573 | 0 | 0 | 0 | 0 | 0 | 0 | 0 | 0 | 22.199 | 22.2879 | 23.8995 | 51.8804 | 1626.303 | 695.7582 | 0.057789 | 0.068801 | 0 | 0 | 0 | 0 | 0 | 0 | 0 | 0 | 22.199 | 22.275 | 23.8995 | 48.6853 | 2983.69 | 483.5528 | 0.10602 | 0.04782 | 0 | 0 | 0 | 0 | 0 | 0 | 0 | 0 | 22.1989 | 20.6483 | 23.8996 | 55.3102
0.83333 | 3862.895 | 420.0232 | 0.13726 | 0.041534 | 0 | 0 | 0 | 0 | 0 | 0 | 0 | 0 | 22.199 | 22.3231 | 23.8996 | 50.7245 | 1626.303 | 149.4962 | 0.057789 | 0.014783 | 0 | 0 | 0 | 0 | 0 | 0 | 0 | 0 | 22.199 | 22.275 | 23.8997 | 51.3161 | 3755.171 | 327.2345 | 0.13343 | 0.032359 | 0 | 0 | 0 | 0 | 0 | 0 | 0 | 0 | 22.199 | 22.2879 | 23.8997 | 51.4379 | 1626.303 | 512.0896 | 0.057789 | 0.050637 | 0 | 0 | 0 | 0 | 0 | 0 | 0 | 0 | 22.199 | 22.275 | 23.8997 | 48.3124 | 2983.69 | 235.8894 | 0.10602 | 0.023326 | 0 | 0 | 0 | 0 | 0 | 0 | 0 | 0 | 22.1989 | 20.6483 | 23.8997 | 54.9956
0.84375 | 3862.895 | 272.429 | 0.13726 | 0.026939 | 0 | 0 | 0 | 0 | 0 | 0 | 0 | 0 | 22.199 | 22.3231 | 23.8998 | 50.3875 | 1626.303 | 94.4508 | 0.057789 | 0.0093395 | 0 | 0 | 0 | 0 | 0 | 0 | 0 | 0 | 22.199 | 22.275 | 23.8998 | 50.9975 | 3755.171 | 208.0969 | 0.13343 | 0.020577 | 0 | 0 | 0 | 0 | 0 | 0 | 0 | 0 | 22.199 | 22.2879 | 23.8998 | 51.1236 | 1626.303 | 383.4498 | 0.057789 | 0.037916 | 0 | 0 | 0 | 0 | 0 | 0 | 0 | 0 | 22.199 | 22.275 | 23.8998 | 48.091 | 2983.69 | 140.8373 | 0.10602 | 0.013926 | 0 | 0 | 0 | 0 | 0 | 0 | 0 | 0 | 22.1989 | 20.6483 | 23.8999 | 54.7859
0.85417 | 3862.895 | 157.0345 | 0.13726 | 0.015528 | 0 | 0 | 0 | 0 | 0 | 0 | 0 | 0 | 22.199 | 22.3231 | 23.8807 | 50.3167 | 1626.303 | 52.893 | 0.057789 | 0.0052301 | 0 | 0 | 0 | 0 | 0 | 0 | 0 | 0 | 22.199 | 22.275 | 23.8351 | 51.076 | 3755.171 | 117.431 | 0.13343 | 0.011612 | 0 | 0 | 0 | 0 | 0 | 0 | 0 | 0 | 22.199 | 22.2879 | 23.8294 | 51.2207 | 1626.303 | 271.6455 | 0.057789 | 0.026861 | 0 | 0 | 0 | 0 | 0 | 0 | 0 | 0 | 22.199 | 22.275 | 23.9 | 47.9905 | 2983.69 | 73.293 | 0.10602 | 0.0072473 | 0 | 0 | 0 | 0 | 0 | 0 | 0 | 0 | 22.1989 | 20.6483 | 23.7081 | 55.3445
0.86458 | 3862.895 | 67.6385 | 0.13726 | 0.0066882 | 0 | 0 | 0 | 0 | 0 | 0 | 0 | 0 | 22.199 | 22.3231 | 23.8589 | 50.3623 | 1626.303 | 22.0319 | 0.057789 | 0.0021785 | 0 | 0 | 0 | 0 | 0 | 0 | 0 | 0 | 22.199 | 22.275 | 23.78 | 51.2272 | 3755.171 | 49.3577 | 0.13343 | 0.0048805 | 0 | 0 | 0 | 0 | 0 | 0 | 0 | 0 | 22.199 | 22.2879 | 23.7703 | 51.3839 | 1626.303 | 174.0441 | 0.057789 | 0.017209 | 0 | 0 | 0 | 0 | 0 | 0 | 0 | 0 | 22.199 | 22.275 | 23.9 | 47.9517 | 2983.69 | 27.7855 | 0.10602 | 0.0027474 | 0 | 0 | 0 | 0 | 0 | 0 | 0 | 0 | 22.1989 | 20.6483 | 23.547 | 55.8737
0.875 | 3862.895 | 0 | 0.13726 | 0 | 0 | 0 | 0 | 0 | 0 | 0 | 0 | 0 | 22.199 | 22.3231 | 23.7967 | 50.5613 | 1626.303 | 0 | 0.057789 | 0 | 0 | 0 | 0 | 0 | 0 | 0 | 0 | 0 | 22.199 | 22.275 | 23.7108 | 51.4512 | 3755.171 | 0 | 0.13343 | 0 | 0 | 0 | 0 | 0 | 0 | 0 | 0 | 0 | 22.199 | 22.2879 | 23.6993 | 51.614 | 1626.303 | 87.5733 | 0.057789 | 0.0086591 | 0 | 0 | 0 | 0 | 0 | 0 | 0 | 0 | 22.199 | 22.275 | 23.9 | 47.9381 | 2983.69 | 0 | 0.10602 | 0 | 0 | 0 | 0 | 0 | 0 | 0 | 0 | 0 | 22.1989 | 20.6483 | 23.4424 | 56.2349
0.88542 | 3862.895 | 0 | 0.13726 | 0 | 0 | 0 | 0 | 0 | 0 | 0 | 0 | 0 | 22.199 | 22.3231 | 23.7038 | 50.8552 | 1626.303 | 0 | 0.057789 | 0 | 0 | 0 | 0 | 0 | 0 | 0 | 0 | 0 | 22.199 | 22.275 | 23.6247 | 51.7285 | 3755.171 | 0 | 0.13343 | 0 | 0 | 0 | 0 | 0 | 0 | 0 | 0 | 0 | 22.199 | 22.2879 | 23.6104 | 51.9009 | 1626.303 | 42.863 | 0.057789 | 0.0042382 | 0 | 0 | 0 | 0 | 0 | 0 | 0 | 0 | 22.199 | 22.275 | 23.9 | 47.9358 | 2983.69 | 0 | 0.10602 | 0 | 0 | 0 | 0 | 0 | 0 | 0 | 0 | 0 | 22.1989 | 20.6483 | 23.3613 | 56.5175
0.89583 | 3862.895 | 0 | 0.13726 | 0 | 0 | 0 | 0 | 0 | 0 | 0 | 0 | 0 | 22.199 | 22.3231 | 23.5749 | 51.2566 | 1626.303 | 0 | 0.057789 | 0 | 0 | 0 | 0 | 0 | 0 | 0 | 0 | 0 | 22.199 | 22.275 | 23.5062 | 52.1038 | 3755.171 | 0 | 0.13343 | 0 | 0 | 0 | 0 | 0 | 0 | 0 | 0 | 0 | 22.199 | 22.2879 | 23.4865 | 52.2943 | 1626.303 | 15.0345 | 0.057789 | 0.0014866 | 0 | 0 | 0 | 0 | 0 | 0 | 0 | 0 | 22.199 | 22.275 | 23.8108 | 48.1947 | 2983.69 | 0 | 0.10602 | 0 | 0 | 0 | 0 | 0 | 0 | 0 | 0 | 0 | 22.1989 | 20.6483 | 23.2537 | 56.8887
0.90625 | 3862.895 | 0 | 0.13726 | 0 | 0 | 0 | 0 | 0 | 0 | 0 | 0 | 0 | 22.199 | 22.3231 | 23.4007 | 51.799 | 1626.303 | 0 | 0.057789 | 0 | 0 | 0 | 0 | 0 | 0 | 0 | 0 | 0 | 22.199 | 22.275 | 23.3453 | 52.6131 | 3755.171 | 0 | 0.13343 | 0 | 0 | 0 | 0 | 0 | 0 | 0 | 0 | 0 | 22.199 | 22.2879 | 23.316 | 52.8362 | 1626.303 | 1.4353 | 0.057789 | 0.00014192 | 0 | 0 | 0 | 0 | 0 | 0 | 0 | 0 | 22.199 | 22.275 | 23.6742 | 48.5934 | 2983.69 | 0 | 0.10602 | 0 | 0 | 0 | 0 | 0 | 0 | 0 | 0 | 0 | 22.1989 | 20.6483 | 23.0885 | 57.4603
0.91667 | 3862.895 | 0 | 0.13726 | 0 | 0 | 0 | 0 | 0 | 0 | 0 | 0 | 0 | 22.199 | 22.3231 | 23.2405 | 52.3021 | 1626.303 | 0 | 0.057789 | 0 | 0 | 0 | 0 | 0 | 0 | 0 | 0 | 0 | 22.199 | 22.275 | 23.1984 | 53.0821 | 3755.171 | 0 | 0.13343 | 0 | 0 | 0 | 0 | 0 | 0 | 0 | 0 | 0 | 22.199 | 22.2879 | 23.1591 | 53.3394 | 1626.303 | 0 | 0.057789 | 0 | 0 | 0 | 0 | 0 | 0 | 0 | 0 | 0 | 22.199 | 22.275 | 23.5252 | 49.0322 | 2983.69 | 0 | 0.10602 | 0 | 0 | 0 | 0 | 0 | 0 | 0 | 0 | 0 | 22.1989 | 20.6483 | 22.931 | 58.0105
0.92708 | 3862.895 | 0 | 0.13726 | 0 | 0 | 0 | 0 | 0 | 0 | 0 | 0 | 0 | 22.199 | 22.3231 | 23.1066 | 52.727 | 1626.303 | 0 | 0.057789 | 0 | 0 | 0 | 0 | 0 | 0 | 0 | 0 | 0 | 22.199 | 22.275 | 23.0746 | 53.4803 | 3755.171 | 0 | 0.13343 | 0 | 0 | 0 | 0 | 0 | 0 | 0 | 0 | 0 | 22.199 | 22.2879 | 23.0286 | 53.7618 | 1626.303 | 0 | 0.057789 | 0 | 0 | 0 | 0 | 0 | 0 | 0 | 0 | 0 | 22.199 | 22.275 | 23.3785 | 49.4682 | 2983.69 | 0 | 0.10602 | 0 | 0 | 0 | 0 | 0 | 0 | 0 | 0 | 0 | 22.1989 | 20.6483 | 22.806 | 58.4515
0.9375 | 3862.895 | 0 | 0.13726 | 0 | 0 | 0 | 0 | 0 | 0 | 0 | 0 | 0 | 22.199 | 22.3231 | 22.9886 | 53.1049 | 1626.303 | 0 | 0.057789 | 0 | 0 | 0 | 0 | 0 | 0 | 0 | 0 | 0 | 22.199 | 22.275 | 22.9635 | 53.8412 | 3755.171 | 0 | 0.13343 | 0 | 0 | 0 | 0 | 0 | 0 | 0 | 0 | 0 | 22.199 | 22.2879 | 22.914 | 54.1358 | 1626.303 | 0 | 0.057789 | 0 | 0 | 0 | 0 | 0 | 0 | 0 | 0 | 0 | 22.199 | 22.275 | 23.238 | 49.8899 | 2983.69 | 0 | 0.10602 | 0 | 0 | 0 | 0 | 0 | 0 | 0 | 0 | 0 | 22.1989 | 20.6483 | 22.7047 | 58.8117
0.94792 | 3862.895 | 0 | 0.13726 | 0 | 0 | 0 | 0 | 0 | 0 | 0 | 0 | 0 | 22.199 | 22.3231 | 22.8777 | 53.4623 | 1626.303 | 0 | 0.057789 | 0 | 0 | 0 | 0 | 0 | 0 | 0 | 0 | 0 | 22.199 | 22.275 | 22.8576 | 54.1875 | 3755.171 | 0 | 0.13343 | 0 | 0 | 0 | 0 | 0 | 0 | 0 | 0 | 0 | 22.199 | 22.2879 | 22.8065 | 54.4897 | 1626.303 | 0 | 0.057789 | 0 | 0 | 0 | 0 | 0 | 0 | 0 | 0 | 0 | 22.199 | 22.275 | 23.1035 | 50.297 | 2983.69 | 0 | 0.10602 | 0 | 0 | 0 | 0 | 0 | 0 | 0 | 0 | 0 | 22.1989 | 20.6483 | 22.6144 | 59.1346
0.95833 | 3862.895 | 0 | 0.13726 | 0 | 0 | 0 | 0 | 0 | 0 | 0 | 0 | 0 | 22.199 | 22.3231 | 22.772 | 53.8062 | 1626.303 | 0 | 0.057789 | 0 | 0 | 0 | 0 | 0 | 0 | 0 | 0 | 0 | 22.199 | 22.275 | 22.7559 | 54.5227 | 3755.171 | 0 | 0.13343 | 0 | 0 | 0 | 0 | 0 | 0 | 0 | 0 | 0 | 22.199 | 22.2879 | 22.7036 | 54.8306 | 1626.303 | 0 | 0.057789 | 0 | 0 | 0 | 0 | 0 | 0 | 0 | 0 | 0 | 22.199 | 22.275 | 22.9752 | 50.6889 | 2983.69 | 0 | 0.10602 | 0 | 0 | 0 | 0 | 0 | 0 | 0 | 0 | 0 | 22.1989 | 20.6483 | 22.5297 | 59.4397
0.96875 | 3862.895 | 0 | 0.13726 | 0 | 0 | 0 | 0 | 0 | 0 | 0 | 0 | 0 | 22.199 | 22.3231 | 22.6713 | 54.136 | 1626.303 | 0 | 0.057789 | 0 | 0 | 0 | 0 | 0 | 0 | 0 | 0 | 0 | 22.199 | 22.275 | 22.6587 | 54.845 | 3755.171 | 0 | 0.13343 | 0 | 0 | 0 | 0 | 0 | 0 | 0 | 0 | 0 | 22.199 | 22.2879 | 22.6056 | 55.1579 | 1626.303 | 0 | 0.057789 | 0 | 0 | 0 | 0 | 0 | 0 | 0 | 0 | 0 | 22.199 | 22.275 | 22.8534 | 51.0643 | 2983.69 | 0 | 0.10602 | 0 | 0 | 0 | 0 | 0 | 0 | 0 | 0 | 0 | 22.1989 | 20.6483 | 22.4494 | 59.7303
0.97917 | 3862.895 | 0 | 0.13726 | 0 | 0 | 0 | 0 | 0 | 0 | 0 | 0 | 0 | 22.199 | 22.3231 | 22.5756 | 54.4514 | 1626.303 | 0 | 0.057789 | 0 | 0 | 0 | 0 | 0 | 0 | 0 | 0 | 0 | 22.199 | 22.275 | 22.5661 | 55.1544 | 3755.171 | 0 | 0.13343 | 0 | 0 | 0 | 0 | 0 | 0 | 0 | 0 | 0 | 22.199 | 22.2879 | 22.5123 | 55.4715 | 1626.303 | 0 | 0.057789 | 0 | 0 | 0 | 0 | 0 | 0 | 0 | 0 | 0 | 22.199 | 22.275 | 22.738 | 51.4228 | 2983.69 | 0 | 0.10602 | 0 | 0 | 0 | 0 | 0 | 0 | 0 | 0 | 0 | 22.1989 | 20.6483 | 22.3738 | 60.0056
0.98958 | 3862.895 | 0 | 0.13726 | 0 | 0 | 0 | 0 | 0 | 0 | 0 | 0 | 0 | 22.199 | 22.3231 | 22.4844 | 54.7537 | 1626.303 | 0 | 0.057789 | 0 | 0 | 0 | 0 | 0 | 0 | 0 | 0 | 0 | 22.199 | 22.275 | 22.4776 | 55.4518 | 3755.171 | 0 | 0.13343 | 0 | 0 | 0 | 0 | 0 | 0 | 0 | 0 | 0 | 22.199 | 22.2879 | 22.4232 | 55.7724 | 1626.303 | 0 | 0.057789 | 0 | 0 | 0 | 0 | 0 | 0 | 0 | 0 | 0 | 22.199 | 22.275 | 22.6288 | 51.7647 | 2983.69 | 0 | 0.10602 | 0 | 0 | 0 | 0 | 0 | 0 | 0 | 0 | 0 | 22.1989 | 20.6483 | 22.3026 | 60.2662
1 | 3862.895 | 0 | 0.13726 | 0 | 0 | 0 | 0 | 0 | 0 | 0 | 0 | 0 | 22.199 | 22.3231 | 22.3973 | 55.0445 | 1626.303 | 0 | 0.057789 | 0 | 0 | 0 | 0 | 0 | 0 | 0 | 0 | 0 | 22.199 | 22.275 | 22.3927 | 55.7386 | 3755.171 | 0 | 0.13343 | 0 | 0 | 0 | 0 | 0 | 0 | 0 | 0 | 0 | 22.199 | 22.2879 | 22.338 | 56.0622 | 1626.303 | 0 | 0.057789 | 0 | 0 | 0 | 0 | 0 | 0 | 0 | 0 | 0 | 22.199 | 22.275 | 22.5254 | 52.0908 | 2983.69 | 0 | 0.10602 | 0 | 0 | 0 | 0 | 0 | 0 | 0 | 0 | 0 | 22.1989 | 20.6483 | 22.2353 | 60.5134
Peak | 3862.895 | 2649.147 | 0.13726 | 0.26202 | 0 | 0 | 0 | 0 | 0 | 0 | 0 | 0 |  |  |  |  | 1626.303 | 2234.18 | 0.057789 | 0.22097 | 0 | 0 | 0 | 0 | 0 | 0 | 0 | 0 |  |  |  |  | 3755.171 | 2508.069 | 0.13343 | 0.24806 | 0 | 0 | 0 | 0 | 0 | 0 | 0 | 0 |  |  |  |  | 1626.303 | 2465.374 | 0.057789 | 0.24383 | 0 | 0 | 0 | 0 | 0 | 0 | 0 | 0 |  |  |  |  | 2983.69 | 2630.141 | 0.10602 | 0.26014 | 0 | 0 | 0 | 0 | 0 | 0 | 0 | 0
Peak Vol Flow (m3/s) |  |  | 0.11673 | 0.22283 |  |  | 0 | 0 | [10 empty] | 0.049145 | 0.18791 |  |  | 0 | 0 | [10 empty] | 0.11348 | 0.21095 |  |  | 0 | 0 | [10 empty] | 0.049145 | 0.20736 |  |  | 0 | 0 | [10 empty] | 0.090163 | 0.22123 |  |  | 0 | 0

## Diffs
Time | SPACE1-1:CHICAGO_IL_USA ANNUAL HEATING 99% DESIGN CONDITIONS DB:Des Heat Load [W] | SPACE1-1:CHICAGO_IL_USA ANNUAL COOLING 1% DESIGN CONDITIONS DB/MCWB:Des Sens Cool Load [W] | SPACE1-1:CHICAGO_IL_USA ANNUAL HEATING 99% DESIGN CONDITIONS DB:Des Heat Mass Flow [kg/s] | SPACE1-1:CHICAGO_IL_USA ANNUAL COOLING 1% DESIGN CONDITIONS DB/MCWB:Des Cool Mass Flow [kg/s] | SPACE1-1::Des Latent Heat Load [W] | SPACE1-1::Des Latent Cool Load [W] | SPACE1-1::Des Latent Heat Mass Flow [kg/s] | SPACE1-1::Des Latent Cool Mass Flow [kg/s] | SPACE1-1::Des Heat Load No DOAS [W] | SPACE1-1::Des Sens Cool Load No DOAS [W] | SPACE1-1::Des Latent Heat Load No DOAS [W] | SPACE1-1::Des Latent Cool Load No DOAS [W] | SPACE1-1:CHICAGO_IL_USA ANNUAL HEATING 99% DESIGN CONDITIONS DB:Heating Zone Temperature [C] | SPACE1-1:CHICAGO_IL_USA ANNUAL HEATING 99% DESIGN CONDITIONS DB:Heating Zone Relative Humidity [%] | SPACE1-1:CHICAGO_IL_USA ANNUAL COOLING 1% DESIGN CONDITIONS DB/MCWB:Cooling Zone Temperature [C] | SPACE1-1:CHICAGO_IL_USA ANNUAL COOLING 1% DESIGN CONDITIONS DB/MCWB:Cooling Zone Relative Humidity [%] | SPACE2-1:CHICAGO_IL_USA ANNUAL HEATING 99% DESIGN CONDITIONS DB:Des Heat Load [W] | SPACE2-1:CHICAGO_IL_USA ANNUAL COOLING 1% DESIGN CONDITIONS DB/MCWB:Des Sens Cool Load [W] | SPACE2-1:CHICAGO_IL_USA ANNUAL HEATING 99% DESIGN CONDITIONS DB:Des Heat Mass Flow [kg/s] | SPACE2-1:CHICAGO_IL_USA ANNUAL COOLING 1% DESIGN CONDITIONS DB/MCWB:Des Cool Mass Flow [kg/s] | SPACE2-1::Des Latent Heat Load [W] | SPACE2-1::Des Latent Cool Load [W] | SPACE2-1::Des Latent Heat Mass Flow [kg/s] | SPACE2-1::Des Latent Cool Mass Flow [kg/s] | SPACE2-1::Des Heat Load No DOAS [W] | SPACE2-1::Des Sens Cool Load No DOAS [W] | SPACE2-1::Des Latent Heat Load No DOAS [W] | SPACE2-1::Des Latent Cool Load No DOAS [W] | SPACE2-1:CHICAGO_IL_USA ANNUAL HEATING 99% DESIGN CONDITIONS DB:Heating Zone Temperature [C] | SPACE2-1:CHICAGO_IL_USA ANNUAL HEATING 99% DESIGN CONDITIONS DB:Heating Zone Relative Humidity [%] | SPACE2-1:CHICAGO_IL_USA ANNUAL COOLING 1% DESIGN CONDITIONS DB/MCWB:Cooling Zone Temperature [C] | SPACE2-1:CHICAGO_IL_USA ANNUAL COOLING 1% DESIGN CONDITIONS DB/MCWB:Cooling Zone Relative Humidity [%] | SPACE3-1:CHICAGO_IL_USA ANNUAL HEATING 99% DESIGN CONDITIONS DB:Des Heat Load [W] | SPACE3-1:CHICAGO_IL_USA ANNUAL COOLING 1% DESIGN CONDITIONS DB/MCWB:Des Sens Cool Load [W] | SPACE3-1:CHICAGO_IL_USA ANNUAL HEATING 99% DESIGN CONDITIONS DB:Des Heat Mass Flow [kg/s] | SPACE3-1:CHICAGO_IL_USA ANNUAL COOLING 1% DESIGN CONDITIONS DB/MCWB:Des Cool Mass Flow [kg/s] | SPACE3-1::Des Latent Heat Load [W] | SPACE3-1::Des Latent Cool Load [W] | SPACE3-1::Des Latent Heat Mass Flow [kg/s] | SPACE3-1::Des Latent Cool Mass Flow [kg/s] | SPACE3-1::Des Heat Load No DOAS [W] | SPACE3-1::Des Sens Cool Load No DOAS [W] | SPACE3-1::Des Latent Heat Load No DOAS [W] | SPACE3-1::Des Latent Cool Load No DOAS [W] | SPACE3-1:CHICAGO_IL_USA ANNUAL HEATING 99% DESIGN CONDITIONS DB:Heating Zone Temperature [C] | SPACE3-1:CHICAGO_IL_USA ANNUAL HEATING 99% DESIGN CONDITIONS DB:Heating Zone Relative Humidity [%] | SPACE3-1:CHICAGO_IL_USA ANNUAL COOLING 1% DESIGN CONDITIONS DB/MCWB:Cooling Zone Temperature [C] | SPACE3-1:CHICAGO_IL_USA ANNUAL COOLING 1% DESIGN CONDITIONS DB/MCWB:Cooling Zone Relative Humidity [%] | SPACE4-1:CHICAGO_IL_USA ANNUAL HEATING 99% DESIGN CONDITIONS DB:Des Heat Load [W] | SPACE4-1:CHICAGO_IL_USA ANNUAL COOLING 1% DESIGN CONDITIONS DB/MCWB:Des Sens Cool Load [W] | SPACE4-1:CHICAGO_IL_USA ANNUAL HEATING 99% DESIGN CONDITIONS DB:Des Heat Mass Flow [kg/s] | SPACE4-1:CHICAGO_IL_USA ANNUAL COOLING 1% DESIGN CONDITIONS DB/MCWB:Des Cool Mass Flow [kg/s] | SPACE4-1::Des Latent Heat Load [W] | SPACE4-1::Des Latent Cool Load [W] | SPACE4-1::Des Latent Heat Mass Flow [kg/s] | SPACE4-1::Des Latent Cool Mass Flow [kg/s] | SPACE4-1::Des Heat Load No DOAS [W] | SPACE4-1::Des Sens Cool Load No DOAS [W] | SPACE4-1::Des Latent Heat Load No DOAS [W] | SPACE4-1::Des Latent Cool Load No DOAS [W] | SPACE4-1:CHICAGO_IL_USA ANNUAL HEATING 99% DESIGN CONDITIONS DB:Heating Zone Temperature [C] | SPACE4-1:CHICAGO_IL_USA ANNUAL HEATING 99% DESIGN CONDITIONS DB:Heating Zone Relative Humidity [%] | SPACE4-1:CHICAGO_IL_USA ANNUAL COOLING 1% DESIGN CONDITIONS DB/MCWB:Cooling Zone Temperature [C] | SPACE4-1:CHICAGO_IL_USA ANNUAL COOLING 1% DESIGN CONDITIONS DB/MCWB:Cooling Zone Relative Humidity [%] | SPACE5-1:CHICAGO_IL_USA ANNUAL HEATING 99% DESIGN CONDITIONS DB:Des Heat Load [W] | SPACE5-1:CHICAGO_IL_USA ANNUAL COOLING 1% DESIGN CONDITIONS DB/MCWB:Des Sens Cool Load [W] | SPACE5-1:CHICAGO_IL_USA ANNUAL HEATING 99% DESIGN CONDITIONS DB:Des Heat Mass Flow [kg/s] | SPACE5-1:CHICAGO_IL_USA ANNUAL COOLING 1% DESIGN CONDITIONS DB/MCWB:Des Cool Mass Flow [kg/s] | SPACE5-1::Des Latent Heat Load [W] | SPACE5-1::Des Latent Cool Load [W] | SPACE5-1::Des Latent Heat Mass Flow [kg/s] | SPACE5-1::Des Latent Cool Mass Flow [kg/s] | SPACE5-1::Des Heat Load No DOAS [W] | SPACE5-1::Des Sens Cool Load No DOAS [W] | SPACE5-1::Des Latent Heat Load No DOAS [W] | SPACE5-1::Des Latent Cool Load No DOAS [W] | SPACE5-1:CHICAGO_IL_USA ANNUAL HEATING 99% DESIGN CONDITIONS DB:Heating Zone Temperature [C] | SPACE5-1:CHICAGO_IL_USA ANNUAL HEATING 99% DESIGN CONDITIONS DB:Heating Zone Relative Humidity [%] | SPACE5-1:CHICAGO_IL_USA ANNUAL COOLING 1% DESIGN CONDITIONS DB/MCWB:Cooling Zone Temperature [C] | SPACE5-1:CHICAGO_IL_USA ANNUAL COOLING 1% DESIGN CONDITIONS DB/MCWB:Cooling Zone Relative Humidity [%]
0:00 | 0 | 0 | 0 | 0 | 0 | 0 | 0 | 0 | 0 | 0 | 0 | 0 | 0 | 0 | 0 | 0 | 0 | 0 | 0 | 0 | 0 | 0 | 0 | 0 | 0 | 0 | 0 | 0 | 0 | 0 | 0 | 0 | 0 | 0 | 0 | 0 | 0 | 0 | 0 | 0 | 0 | 0 | 0 | 0 | 0 | 0 | 0 | 0 | 0 | 0 | 0 | 0 | 0 | 0 | 0 | 0 | 0 | 0 | 0 | 0 | 0 | 0 | 0 | 0 | 0 | 0 | 0 | 0 | 0 | 0 | 0 | 0 | 0 | 0 | 0 | 0 | 0 | 0 | 0 | 0
0:00 | 0 | 0 | 0 | 0 | 0 | 0 | 0 | 0 | 0 | 0 | 0 | 0 | 0 | 0 | 0 | 0 | 0 | 0 | 0 | 0 | 0 | 0 | 0 | 0 | 0 | 0 | 0 | 0 | 0 | 0 | 0 | 0 | 0 | 0 | 0 | 0 | 0 | 0 | 0 | 0 | 0 | 0 | 0 | 0 | 0 | 0 | 0 | 0 | 0 | 0 | 0 | 0 | 0 | 0 | 0 | 0 | 0 | 0 | 0 | 0 | 0 | 0 | 0 | 0 | 0 | 0 | 0 | 0 | 0 | 0 | 0 | 0 | 0 | 0 | 0 | 0 | 0 | 0 | 0 | 0
0:00 | 0 | 0 | 0 | 0 | 0 | 0 | 0 | 0 | 0 | 0 | 0 | 0 | 0 | 0 | 0 | 0 | 0 | 0 | 0 | 0 | 0 | 0 | 0 | 0 | 0 | 0 | 0 | 0 | 0 | 0 | 0 | 0 | 0 | 0 | 0 | 0 | 0 | 0 | 0 | 0 | 0 | 0 | 0 | 0 | 0 | 0 | 0 | 0 | 0 | 0 | 0 | 0 | 0 | 0 | 0 | 0 | 0 | 0 | 0 | 0 | 0 | 0 | 0 | 0 | 0 | 0 | 0 | 0 | 0 | 0 | 0 | 0 | 0 | 0 | 0 | 0 | 0 | 0 | 0 | 0
0:00 | 0 | 0 | 0 | 0 | 0 | 0 | 0 | 0 | 0 | 0 | 0 | 0 | 0 | 0 | 0 | 0 | 0 | 0 | 0 | 0 | 0 | 0 | 0 | 0 | 0 | 0 | 0 | 0 | 0 | 0 | 0 | 0 | 0 | 0 | 0 | 0 | 0 | 0 | 0 | 0 | 0 | 0 | 0 | 0 | 0 | 0 | 0 | 0 | 0 | 0 | 0 | 0 | 0 | 0 | 0 | 0 | 0 | 0 | 0 | 0 | 0 | 0 | 0 | 0 | 0 | 0 | 0 | 0 | 0 | 0 | 0 | 0 | 0 | 0 | 0 | 0 | 0 | 0 | 0 | 0
0:00 | 0 | 0 | 0 | 0 | 0 | 0 | 0 | 0 | 0 | 0 | 0 | 0 | 0 | 0 | 0 | 0 | 0 | 0 | 0 | 0 | 0 | 0 | 0 | 0 | 0 | 0 | 0 | 0 | 0 | 0 | 0 | 0 | 0 | 0 | 0 | 0 | 0 | 0 | 0 | 0 | 0 | 0 | 0 | 0 | 0 | 0 | 0 | 0 | 0 | 0 | 0 | 0 | 0 | 0 | 0 | 0 | 0 | 0 | 0 | 0 | 0 | 0 | 0 | 0 | 0 | 0 | 0 | 0 | 0 | 0 | 0 | 0 | 0 | 0 | 0 | 0 | 0 | 0 | 0 | 0
0:00 | 0 | 0 | 0 | 0 | 0 | 0 | 0 | 0 | 0 | 0 | 0 | 0 | 0 | 0 | 0 | 0 | 0 | 0 | 0 | 0 | 0 | 0 | 0 | 0 | 0 | 0 | 0 | 0 | 0 | 0 | 0 | 0 | 0 | 0 | 0 | 0 | 0 | 0 | 0 | 0 | 0 | 0 | 0 | 0 | 0 | 0 | 0 | 0 | 0 | 0 | 0 | 0 | 0 | 0 | 0 | 0 | 0 | 0 | 0 | 0 | 0 | 0 | 0 | 0 | 0 | 0 | 0 | 0 | 0 | 0 | 0 | 0 | 0 | 0 | 0 | 0 | 0 | 0 | 0 | 0
0:00 | 0 | 0 | 0 | 0 | 0 | 0 | 0 | 0 | 0 | 0 | 0 | 0 | 0 | 0 | 0 | 0 | 0 | 0 | 0 | 0 | 0 | 0 | 0 | 0 | 0 | 0 | 0 | 0 | 0 | 0 | 0 | 0 | 0 | 0 | 0 | 0 | 0 | 0 | 0 | 0 | 0 | 0 | 0 | 0 | 0 | 0 | 0 | 0 | 0 | 0 | 0 | 0 | 0 | 0 | 0 | 0 | 0 | 0 | 0 | 0 | 0 | 0 | 0 | 0 | 0 | 0 | 0 | 0 | 0 | 0 | 0 | 0 | 0 | 0 | 0 | 0 | 0 | 0 | 0 | 0
0:00 | 0 | 0 | 0 | 0 | 0 | 0 | 0 | 0 | 0 | 0 | 0 | 0 | 0 | 0 | 0 | 0 | 0 | 0 | 0 | 0 | 0 | 0 | 0 | 0 | 0 | 0 | 0 | 0 | 0 | 0 | 0 | 0 | 0 | 0 | 0 | 0 | 0 | 0 | 0 | 0 | 0 | 0 | 0 | 0 | 0 | 0 | 0 | 0 | 0 | 0 | 0 | 0 | 0 | 0 | 0 | 0 | 0 | 0 | 0 | 0 | 0 | 0 | 0 | 0 | 0 | 0 | 0 | 0 | 0 | 0 | 0 | 0 | 0 | 0 | 0 | 0 | 0 | 0 | 0 | 0
0:00 | 0 | 0 | 0 | 0 | 0 | 0 | 0 | 0 | 0 | 0 | 0 | 0 | 0 | 0 | 0 | 0 | 0 | 0 | 0 | 0 | 0 | 0 | 0 | 0 | 0 | 0 | 0 | 0 | 0 | 0 | 0 | 0 | 0 | 0 | 0 | 0 | 0 | 0 | 0 | 0 | 0 | 0 | 0 | 0 | 0 | 0 | 0 | 0 | 0 | 0 | 0 | 0 | 0 | 0 | 0 | 0 | 0 | 0 | 0 | 0 | 0 | 0 | 0 | 0 | 0 | 0 | 0 | 0 | 0 | 0 | 0 | 0 | 0 | 0 | 0 | 0 | 0 | 0 | 0 | 0
0:00 | 0 | 0 | 0 | 0 | 0 | 0 | 0 | 0 | 0 | 0 | 0 | 0 | 0 | 0 | 0 | 0 | 0 | 0 | 0 | 0 | 0 | 0 | 0 | 0 | 0 | 0 | 0 | 0 | 0 | 0 | 0 | 0 | 0 | 0 | 0 | 0 | 0 | 0 | 0 | 0 | 0 | 0 | 0 | 0 | 0 | 0 | 0 | 0 | 0 | 0 | 0 | 0 | 0 | 0 | 0 | 0 | 0 | 0 | 0 | 0 | 0 | 0 | 0 | 0 | 0 | 0 | 0 | 0 | 0 | 0 | 0 | 0 | 0 | 0 | 0 | 0 | 0 | 0 | 0 | 0
0:00 | 0 | 0 | 0 | 0 | 0 | 0 | 0 | 0 | 0 | 0 | 0 | 0 | 0 | 0 | 0 | 0 | 0 | 0 | 0 | 0 | 0 | 0 | 0 | 0 | 0 | 0 | 0 | 0 | 0 | 0 | 0 | 0 | 0 | 0 | 0 | 0 | 0 | 0 | 0 | 0 | 0 | 0 | 0 | 0 | 0 | 0 | 0 | 0 | 0 | 0 | 0 | 0 | 0 | 0 | 0 | 0 | 0 | 0 | 0 | 0 | 0 | 0 | 0 | 0 | 0 | 0 | 0 | 0 | 0 | 0 | 0 | 0 | 0 | 0 | 0 | 0 | 0 | 0 | 0 | 0
0:00 | 0 | 0 | 0 | 0 | 0 | 0 | 0 | 0 | 0 | 0 | 0 | 0 | 0 | 0 | 0 | 0 | 0 | 0 | 0 | 0 | 0 | 0 | 0 | 0 | 0 | 0 | 0 | 0 | 0 | 0 | 0 | 0 | 0 | 0 | 0 | 0 | 0 | 0 | 0 | 0 | 0 | 0 | 0 | 0 | 0 | 0 | 0 | 0 | 0 | 0 | 0 | 0 | 0 | 0 | 0 | 0 | 0 | 0 | 0 | 0 | 0 | 0 | 0 | 0 | 0 | 0 | 0 | 0 | 0 | 0 | 0 | 0 | 0 | 0 | 0 | 0 | 0 | 0 | 0 | 0
0:00 | 0 | 0 | 0 | 0 | 0 | 0 | 0 | 0 | 0 | 0 | 0 | 0 | 0 | 0 | 0 | 0 | 0 | 0 | 0 | 0 | 0 | 0 | 0 | 0 | 0 | 0 | 0 | 0 | 0 | 0 | 0 | 0 | 0 | 0 | 0 | 0 | 0 | 0 | 0 | 0 | 0 | 0 | 0 | 0 | 0 | 0 | 0 | 0 | 0 | 0 | 0 | 0 | 0 | 0 | 0 | 0 | 0 | 0 | 0 | 0 | 0 | 0 | 0 | 0 | 0 | 0 | 0 | 0 | 0 | 0 | 0 | 0 | 0 | 0 | 0 | 0 | 0 | 0 | 0 | 0
0:00 | 0 | 0 | 0 | 0 | 0 | 0 | 0 | 0 | 0 | 0 | 0 | 0 | 0 | 0 | 0 | 0 | 0 | 0 | 0 | 0 | 0 | 0 | 0 | 0 | 0 | 0 | 0 | 0 | 0 | 0 | 0 | 0 | 0 | 0 | 0 | 0 | 0 | 0 | 0 | 0 | 0 | 0 | 0 | 0 | 0 | 0 | 0 | 0 | 0 | 0 | 0 | 0 | 0 | 0 | 0 | 0 | 0 | 0 | 0 | 0 | 0 | 0 | 0 | 0 | 0 | 0 | 0 | 0 | 0 | 0 | 0 | 0 | 0 | 0 | 0 | 0 | 0 | 0 | 0 | 0
0:00 | 0 | 0 | 0 | 0 | 0 | 0 | 0 | 0 | 0 | 0 | 0 | 0 | 0 | 0 | 0 | 0 | 0 | 0 | 0 | 0 | 0 | 0 | 0 | 0 | 0 | 0 | 0 | 0 | 0 | 0 | 0 | 0 | 0 | 0 | 0 | 0 | 0 | 0 | 0 | 0 | 0 | 0 | 0 | 0 | 0 | 0 | 0 | 0 | 0 | 0 | 0 | 0 | 0 | 0 | 0 | 0 | 0 | 0 | 0 | 0 | 0 | 0 | 0 | 0 | 0 | 0 | 0 | 0 | 0 | 0 | 0 | 0 | 0 | 0 | 0 | 0 | 0 | 0 | 0 | 0
0:00 | 0 | 0 | 0 | 0 | 0 | 0 | 0 | 0 | 0 | 0 | 0 | 0 | 0 | 0 | 0 | 0 | 0 | 0 | 0 | 0 | 0 | 0 | 0 | 0 | 0 | 0 | 0 | 0 | 0 | 0 | 0 | 0 | 0 | 0 | 0 | 0 | 0 | 0 | 0 | 0 | 0 | 0 | 0 | 0 | 0 | 0 | 0 | 0 | 0 | 0 | 0 | 0 | 0 | 0 | 0 | 0 | 0 | 0 | 0 | 0 | 0 | 0 | 0 | 0 | 0 | 0 | 0 | 0 | 0 | 0 | 0 | 0 | 0 | 0 | 0 | 0 | 0 | 0 | 0 | 0
0:00 | 0 | 0 | 0 | 0 | 0 | 0 | 0 | 0 | 0 | 0 | 0 | 0 | 0 | 0 | 0 | 0 | 0 | 0 | 0 | 0 | 0 | 0 | 0 | 0 | 0 | 0 | 0 | 0 | 0 | 0 | 0 | 0 | 0 | 0 | 0 | 0 | 0 | 0 | 0 | 0 | 0 | 0 | 0 | 0 | 0 | 0 | 0 | 0 | 0 | 0 | 0 | 0 | 0 | 0 | 0 | 0 | 0 | 0 | 0 | 0 | 0 | 0 | 0 | 0 | 0 | 0 | 0 | 0 | 0 | 0 | 0 | 0 | 0 | 0 | 0 | 0 | 0 | 0 | 0 | 0
0:00 | 0 | 0 | 0 | 0 | 0 | 0 | 0 | 0 | 0 | 0 | 0 | 0 | 0 | 0 | 0 | 0 | 0 | 0 | 0 | 0 | 0 | 0 | 0 | 0 | 0 | 0 | 0 | 0 | 0 | 0 | 0 | 0 | 0 | 0 | 0 | 0 | 0 | 0 | 0 | 0 | 0 | 0 | 0 | 0 | 0 | 0 | 0 | 0 | 0 | 0 | 0 | 0 | 0 | 0 | 0 | 0 | 0 | 0 | 0 | 0 | 0 | 0 | 0 | 0 | 0 | 0 | 0 | 0 | 0 | 0 | 0 | 0 | 0 | 0 | 0 | 0 | 0 | 0 | 0 | 0
0:00 | 0 | 0 | 0 | 0 | 0 | 0 | 0 | 0 | 0 | 0 | 0 | 0 | 0 | 0 | 0 | 0 | 0 | 0 | 0 | 0 | 0 | 0 | 0 | 0 | 0 | 0 | 0 | 0 | 0 | 0 | 0 | 0 | 0 | 0 | 0 | 0 | 0 | 0 | 0 | 0 | 0 | 0 | 0 | 0 | 0 | 0 | 0 | 0 | 0 | 0 | 0 | 0 | 0 | 0 | 0 | 0 | 0 | 0 | 0 | 0 | 0 | 0 | 0 | 0 | 0 | 0 | 0 | 0 | 0 | 0 | 0 | 0 | 0 | 0 | 0 | 0 | 0 | 0 | 0 | 0
0:00 | 0 | 0 | 0 | 0 | 0 | 0 | 0 | 0 | 0 | 0 | 0 | 0 | 0 | 0 | 0 | 0 | 0 | 0 | 0 | 0 | 0 | 0 | 0 | 0 | 0 | 0 | 0 | 0 | 0 | 0 | 0 | 0 | 0 | 0 | 0 | 0 | 0 | 0 | 0 | 0 | 0 | 0 | 0 | 0 | 0 | 0 | 0 | 0 | 0 | 0 | 0 | 0 | 0 | 0 | 0 | 0 | 0 | 0 | 0 | 0 | 0 | 0 | 0 | 0 | 0 | 0 | 0 | 0 | 0 | 0 | 0 | 0 | 0 | 0 | 0 | 0 | 0 | 0 | 0 | 0
0:00 | 0 | 0 | 0 | 0 | 0 | 0 | 0 | 0 | 0 | 0 | 0 | 0 | 0 | 0 | 0 | 0 | 0 | 0 | 0 | 0 | 0 | 0 | 0 | 0 | 0 | 0 | 0 | 0 | 0 | 0 | 0 | 0 | 0 | 0 | 0 | 0 | 0 | 0 | 0 | 0 | 0 | 0 | 0 | 0 | 0 | 0 | 0 | 0 | 0 | 0 | 0 | 0 | 0 | 0 | 0 | 0 | 0 | 0 | 0 | 0 | 0 | 0 | 0 | 0 | 0 | 0 | 0 | 0 | 0 | 0 | 0 | 0 | 0 | 0 | 0 | 0 | 0 | 0 | 0 | 0
0:00 | 0 | 0 | 0 | 0 | 0 | 0 | 0 | 0 | 0 | 0 | 0 | 0 | 0 | 0 | 0 | 0 | 0 | 0 | 0 | 0 | 0 | 0 | 0 | 0 | 0 | 0 | 0 | 0 | 0 | 0 | 0 | 0 | 0 | 0 | 0 | 0 | 0 | 0 | 0 | 0 | 0 | 0 | 0 | 0 | 0 | 0 | 0 | 0 | 0 | 0 | 0 | 0 | 0 | 0 | 0 | 0 | 0 | 0 | 0 | 0 | 0 | 0 | 0 | 0 | 0 | 0 | 0 | 0 | 0 | 0 | 0 | 0 | 0 | 0 | 0 | 0 | 0 | 0 | 0 | 0
0:00 | 0 | 0 | 0 | 0 | 0 | 0 | 0 | 0 | 0 | 0 | 0 | 0 | 0 | 0 | 0 | 0 | 0 | 0 | 0 | 0 | 0 | 0 | 0 | 0 | 0 | 0 | 0 | 0 | 0 | 0 | 0 | 0 | 0 | 0 | 0 | 0 | 0 | 0 | 0 | 0 | 0 | 0 | 0 | 0 | 0 | 0 | 0 | 0 | 0 | 0 | 0 | 0 | 0 | 0 | 0 | 0 | 0 | 0 | 0 | 0 | 0 | 0 | 0 | 0 | 0 | 0 | 0 | 0 | 0 | 0 | 0 | 0 | 0 | 0 | 0 | 0 | 0 | 0 | 0 | 0
0:00 | 0 | 0 | 0 | 0 | 0 | 0 | 0 | 0 | 0 | 0 | 0 | 0 | 0 | 0 | 0 | 0 | 0 | 0 | 0 | 0 | 0 | 0 | 0 | 0 | 0 | 0 | 0 | 0 | 0 | 0 | 0 | 0 | 0 | 0 | 0 | 0 | 0 | 0 | 0 | 0 | 0 | 0 | 0 | 0 | 0 | 0 | 0 | 0 | 0 | 0 | 0 | 0 | 0 | 0 | 0 | 0 | 0 | 0 | 0 | 0 | 0 | 0 | 0 | 0 | 0 | 0 | 0 | 0 | 0 | 0 | 0 | 0 | 0 | 0 | 0 | 0 | 0 | 0 | 0 | 0
0:00 | 0 | 0 | 0 | 0 | 0 | 0 | 0 | 0 | 0 | 0 | 0 | 0 | 0 | 0 | 0 | 0 | 0 | 0 | 0 | 0 | 0 | 0 | 0 | 0 | 0 | 0 | 0 | 0 | 0 | 0 | 0 | 0 | 0 | 0 | 0 | 0 | 0 | 0 | 0 | 0 | 0 | 0 | 0 | 0 | 0 | 0 | 0 | 0 | 0 | 0 | 0 | 0 | 0 | 0 | 0 | 0 | 0 | 0 | 0 | 0 | 0 | 0 | 0 | 0 | 0 | 0 | 0 | 0 | 0 | 0 | 0 | 0 | 0 | 0 | 0 | 0 | 0 | 0 | 0 | 0
0:00 | 0 | 0 | 0 | 0 | 0 | 0 | 0 | 0 | 0 | 0 | 0 | 0 | 0 | 0 | 0 | 0 | 0 | 0 | 0 | 0 | 0 | 0 | 0 | 0 | 0 | 0 | 0 | 0 | 0 | 0 | 0 | 0 | 0 | 0 | 0 | 0 | 0 | 0 | 0 | 0 | 0 | 0 | 0 | 0 | 0 | 0 | 0 | 0 | 0 | 0 | 0 | 0 | 0 | 0 | 0 | 0 | 0 | 0 | 0 | 0 | 0 | 0 | 0 | 0 | 0 | 0 | 0 | 0 | 0 | 0 | 0 | 0 | 0 | 0 | 0 | 0 | 0 | 0 | 0 | 0
0:00 | 0 | 0 | 0 | 0 | 0 | 0 | 0 | 0 | 0 | 0 | 0 | 0 | 0 | 0 | 0 | 0 | 0 | 0 | 0 | 0 | 0 | 0 | 0 | 0 | 0 | 0 | 0 | 0 | 0 | 0 | 0 | 0 | 0 | 0 | 0 | 0 | 0 | 0 | 0 | 0 | 0 | 0 | 0 | 0 | 0 | 0 | 0 | 0 | 0 | 0 | 0 | 0 | 0 | 0 | 0 | 0 | 0 | 0 | 0 | 0 | 0 | 0 | 0 | 0 | 0 | 0 | 0 | 0 | 0 | 0 | 0 | 0 | 0 | 0 | 0 | 0 | 0 | 0 | 0 | 0
0:00 | 0 | 0 | 0 | 0 | 0 | 0 | 0 | 0 | 0 | 0 | 0 | 0 | 0 | 0 | 0 | 0 | 0 | 0 | 0 | 0 | 0 | 0 | 0 | 0 | 0 | 0 | 0 | 0 | 0 | 0 | 0 | 0 | 0 | 0 | 0 | 0 | 0 | 0 | 0 | 0 | 0 | 0 | 0 | 0 | 0 | 0 | 0 | 0 | 0 | 0 | 0 | 0 | 0 | 0 | 0 | 0 | 0 | 0 | 0 | 0 | 0 | 0 | 0 | 0 | 0 | 0 | 0 | 0 | 0 | 0 | 0 | 0 | 0 | 0 | 0 | 0 | 0 | 0 | 0 | 0
0:00 | 0 | 0 | 0 | 0 | 0 | 0 | 0 | 0 | 0 | 0 | 0 | 0 | 0 | 0 | 0 | 0 | 0 | 0 | 0 | 0 | 0 | 0 | 0 | 0 | 0 | 0 | 0 | 0 | 0 | 0 | 0 | 0 | 0 | 0 | 0 | 0 | 0 | 0 | 0 | 0 | 0 | 0 | 0 | 0 | 0 | 0 | 0 | 0 | 0 | 0 | 0 | 0 | 0 | 0 | 0 | 0 | 0 | 0 | 0 | 0 | 0 | 0 | 0 | 0 | 0 | 0 | 0 | 0 | 0 | 0 | 0 | 0 | 0 | 0 | 0 | 0 | 0 | 0 | 0 | 0
0:00 | 0 | 0 | 0 | 0 | 0 | 0 | 0 | 0 | 0 | 0 | 0 | 0 | 0 | 0 | 0 | 0 | 0 | 0 | 0 | 0 | 0 | 0 | 0 | 0 | 0 | 0 | 0 | 0 | 0 | 0 | 0 | 0 | 0 | 0 | 0 | 0 | 0 | 0 | 0 | 0 | 0 | 0 | 0 | 0 | 0 | 0 | 0 | 0 | 0 | 0 | 0 | 0 | 0 | 0 | 0 | 0 | 0 | 0 | 0 | 0 | 0 | 0 | 0 | 0 | 0 | 0 | 0 | 0 | 0 | 0 | 0 | 0 | 0 | 0 | 0 | 0 | 0 | 0 | 0 | 0
0:00 | 0 | 0 | 0 | 0 | 0 | 0 | 0 | 0 | 0 | 0 | 0 | 0 | 0 | 0 | 0 | 0 | 0 | 0 | 0 | 0 | 0 | 0 | 0 | 0 | 0 | 0 | 0 | 0 | 0 | 0 | 0 | 0 | 0 | 0 | 0 | 0 | 0 | 0 | 0 | 0 | 0 | 0 | 0 | 0 | 0 | 0 | 0 | 0 | 0 | 0 | 0 | 0 | 0 | 0 | 0 | 0 | 0 | 0 | 0 | 0 | 0 | 0 | 0 | 0 | 0 | 0 | 0 | 0 | 0 | 0 | 0 | 0 | 0 | 0 | 0 | 0 | 0 | 0 | 0 | 0
0:00 | 0 | 0 | 0 | 0 | 0 | 0 | 0 | 0 | 0 | 0 | 0 | 0 | 0 | 0 | 0 | 0 | 0 | 0 | 0 | 0 | 0 | 0 | 0 | 0 | 0 | 0 | 0 | 0 | 0 | 0 | 0 | 0 | 0 | 0 | 0 | 0 | 0 | 0 | 0 | 0 | 0 | 0 | 0 | 0 | 0 | 0 | 0 | 0 | 0 | 0 | 0 | 0 | 0 | 0 | 0 | 0 | 0 | 0 | 0 | 0 | 0 | 0 | 0 | 0 | 0 | 0 | 0 | 0 | 0 | 0 | 0 | 0 | 0 | 0 | 0 | 0 | 0 | 0 | 0 | 0
0:00 | 0 | 0 | 0 | 0 | 0 | 0 | 0 | 0 | 0 | 0 | 0 | 0 | 0 | 0 | 0 | 0 | 0 | 0 | 0 | 0 | 0 | 0 | 0 | 0 | 0 | 0 | 0 | 0 | 0 | 0 | 0 | 0 | 0 | 0 | 0 | 0 | 0 | 0 | 0 | 0 | 0 | 0 | 0 | 0 | 0 | 0 | 0 | 0 | 0 | 0 | 0 | 0 | 0 | 0 | 0 | 0 | 0 | 0 | 0 | 0 | 0 | 0 | 0 | 0 | 0 | 0 | 0 | 0 | 0 | 0 | 0 | 0 | 0 | 0 | 0 | 0 | 0 | 0 | 0 | 0
0:00 | 0 | 0 | 0 | 0 | 0 | 0 | 0 | 0 | 0 | 0 | 0 | 0 | 0 | 0 | 0 | 0 | 0 | 0 | 0 | 0 | 0 | 0 | 0 | 0 | 0 | 0 | 0 | 0 | 0 | 0 | 0 | 0 | 0 | 0 | 0 | 0 | 0 | 0 | 0 | 0 | 0 | 0 | 0 | 0 | 0 | 0 | 0 | 0 | 0 | 0 | 0 | 0 | 0 | 0 | 0 | 0 | 0 | 0 | 0 | 0 | 0 | 0 | 0 | 0 | 0 | 0 | 0 | 0 | 0 | 0 | 0 | 0 | 0 | 0 | 0 | 0 | 0 | 0 | 0 | 0
0:00 | 0 | 0 | 0 | 0 | 0 | 0 | 0 | 0 | 0 | 0 | 0 | 0 | 0 | 0 | 0 | 0 | 0 | 0 | 0 | 0 | 0 | 0 | 0 | 0 | 0 | 0 | 0 | 0 | 0 | 0 | 0 | 0 | 0 | 0 | 0 | 0 | 0 | 0 | 0 | 0 | 0 | 0 | 0 | 0 | 0 | 0 | 0 | 0 | 0 | 0 | 0 | 0 | 0 | 0 | 0 | 0 | 0 | 0 | 0 | 0 | 0 | 0 | 0 | 0 | 0 | 0 | 0 | 0 | 0 | 0 | 0 | 0 | 0 | 0 | 0 | 0 | 0 | 0 | 0 | 0
0:00 | 0 | 0 | 0 | 0 | 0 | 0 | 0 | 0 | 0 | 0 | 0 | 0 | 0 | 0 | 0 | 0 | 0 | 0 | 0 | 0 | 0 | 0 | 0 | 0 | 0 | 0 | 0 | 0 | 0 | 0 | 0 | 0 | 0 | 0 | 0 | 0 | 0 | 0 | 0 | 0 | 0 | 0 | 0 | 0 | 0 | 0 | 0 | 0 | 0 | 0 | 0 | 0 | 0 | 0 | 0 | 0 | 0 | 0 | 0 | 0 | 0 | 0 | 0 | 0 | 0 | 0 | 0 | 0 | 0 | 0 | 0 | 0 | 0 | 0 | 0 | 0 | 0 | 0 | 0 | 0
0:00 | 0 | 0 | 0 | 0 | 0 | 0 | 0 | 0 | 0 | 0 | 0 | 0 | 0 | 0 | 0 | 0 | 0 | 0 | 0 | 0 | 0 | 0 | 0 | 0 | 0 | 0 | 0 | 0 | 0 | 0 | 0 | 0 | 0 | 0 | 0 | 0 | 0 | 0 | 0 | 0 | 0 | 0 | 0 | 0 | 0 | 0 | 0 | 0 | 0 | 0 | 0 | 0 | 0 | 0 | 0 | 0 | 0 | 0 | 0 | 0 | 0 | 0 | 0 | 0 | 0 | 0 | 0 | 0 | 0 | 0 | 0 | 0 | 0 | 0 | 0 | 0 | 0 | 0 | 0 | 0
0:00 | 0 | 0 | 0 | 0 | 0 | 0 | 0 | 0 | 0 | 0 | 0 | 0 | 0 | 0 | 0 | 0 | 0 | 0 | 0 | 0 | 0 | 0 | 0 | 0 | 0 | 0 | 0 | 0 | 0 | 0 | 0 | 0 | 0 | 0 | 0 | 0 | 0 | 0 | 0 | 0 | 0 | 0 | 0 | 0 | 0 | 0 | 0 | 0 | 0 | 0 | 0 | 0 | 0 | 0 | 0 | 0 | 0 | 0 | 0 | 0 | 0 | 0 | 0 | 0 | 0 | 0 | 0 | 0 | 0 | 0 | 0 | 0 | 0 | 0 | 0 | 0 | 0 | 0 | 0 | 0
0:00 | 0 | 0 | 0 | 0 | 0 | 0 | 0 | 0 | 0 | 0 | 0 | 0 | 0 | 0 | 0 | 0 | 0 | 0 | 0 | 0 | 0 | 0 | 0 | 0 | 0 | 0 | 0 | 0 | 0 | 0 | 0 | 0 | 0 | 0 | 0 | 0 | 0 | 0 | 0 | 0 | 0 | 0 | 0 | 0 | 0 | 0 | 0 | 0 | 0 | 0 | 0 | 0 | 0 | 0 | 0 | 0 | 0 | 0 | 0 | 0 | 0 | 0 | 0 | 0 | 0 | 0 | 0 | 0 | 0 | 0 | 0 | 0 | 0 | 0 | 0 | 0 | 0 | 0 | 0 | 0
0:00 | 0 | 0 | 0 | 0 | 0 | 0 | 0 | 0 | 0 | 0 | 0 | 0 | 0 | 0 | 0 | 0 | 0 | 0 | 0 | 0 | 0 | 0 | 0 | 0 | 0 | 0 | 0 | 0 | 0 | 0 | 0 | 0 | 0 | 0 | 0 | 0 | 0 | 0 | 0 | 0 | 0 | 0 | 0 | 0 | 0 | 0 | 0 | 0 | 0 | 0 | 0 | 0 | 0 | 0 | 0 | 0 | 0 | 0 | 0 | 0 | 0 | 0 | 0 | 0 | 0 | 0 | 0 | 0 | 0 | 0 | 0 | 0 | 0 | 0 | 0 | 0 | 0 | 0 | 0 | 0
0:00 | 0 | 0 | 0 | 0 | 0 | 0 | 0 | 0 | 0 | 0 | 0 | 0 | 0 | 0 | 0 | 0 | 0 | 0 | 0 | 0 | 0 | 0 | 0 | 0 | 0 | 0 | 0 | 0 | 0 | 0 | 0 | 0 | 0 | 0 | 0 | 0 | 0 | 0 | 0 | 0 | 0 | 0 | 0 | 0 | 0 | 0 | 0 | 0 | 0 | 0 | 0 | 0 | 0 | 0 | 0 | 0 | 0 | 0 | 0 | 0 | 0 | 0 | 0 | 0 | 0 | 0 | 0 | 0 | 0 | 0 | 0 | 0 | 0 | 0 | 0 | 0 | 0 | 0 | 0 | 0
0:00 | 0 | 0 | 0 | 0 | 0 | 0 | 0 | 0 | 0 | 0 | 0 | 0 | 0 | 0 | 0 | 0 | 0 | 0 | 0 | 0 | 0 | 0 | 0 | 0 | 0 | 0 | 0 | 0 | 0 | 0 | 0 | 0 | 0 | 0 | 0 | 0 | 0 | 0 | 0 | 0 | 0 | 0 | 0 | 0 | 0 | 0 | 0 | 0 | 0 | 0 | 0 | 0 | 0 | 0 | 0 | 0 | 0 | 0 | 0 | 0 | 0 | 0 | 0 | 0 | 0 | 0 | 0 | 0 | 0 | 0 | 0 | 0 | 0 | 0 | 0 | 0 | 0 | 0 | 0 | 0
0:00 | 0 | 0 | 0 | 0 | 0 | 0 | 0 | 0 | 0 | 0 | 0 | 0 | 0 | 0 | 0 | 0 | 0 | 0 | 0 | 0 | 0 | 0 | 0 | 0 | 0 | 0 | 0 | 0 | 0 | 0 | 0 | 0 | 0 | 0 | 0 | 0 | 0 | 0 | 0 | 0 | 0 | 0 | 0 | 0 | 0 | 0 | 0 | 0 | 0 | 0 | 0 | 0 | 0 | 0 | 0 | 0 | 0 | 0 | 0 | 0 | 0 | 0 | 0 | 0 | 0 | 0 | 0 | 0 | 0 | 0 | 0 | 0 | 0 | 0 | 0 | 0 | 0 | 0 | 0 | 0
0:00 | 0 | 0 | 0 | 0 | 0 | 0 | 0 | 0 | 0 | 0 | 0 | 0 | 0 | 0 | 0 | 0 | 0 | 0 | 0 | 0 | 0 | 0 | 0 | 0 | 0 | 0 | 0 | 0 | 0 | 0 | 0 | 0 | 0 | 0 | 0 | 0 | 0 | 0 | 0 | 0 | 0 | 0 | 0 | 0 | 0 | 0 | 0 | 0 | 0 | 0 | 0 | 0 | 0 | 0 | 0 | 0 | 0 | 0 | 0 | 0 | 0 | 0 | 0 | 0 | 0 | 0 | 0 | 0 | 0 | 0 | 0 | 0 | 0 | 0 | 0 | 0 | 0 | 0 | 0 | 0
0:00 | 0 | 0 | 0 | 0 | 0 | 0 | 0 | 0 | 0 | 0 | 0 | 0 | 0 | 0 | 0 | 0 | 0 | 0 | 0 | 0 | 0 | 0 | 0 | 0 | 0 | 0 | 0 | 0 | 0 | 0 | 0 | 0 | 0 | 0 | 0 | 0 | 0 | 0 | 0 | 0 | 0 | 0 | 0 | 0 | 0 | 0 | 0 | 0 | 0 | 0 | 0 | 0 | 0 | 0 | 0 | 0 | 0 | 0 | 0 | 0 | 0 | 0 | 0 | 0 | 0 | 0 | 0 | 0 | 0 | 0 | 0 | 0 | 0 | 0 | 0 | 0 | 0 | 0 | 0 | 0
0:00 | 0 | 0 | 0 | 0 | 0 | 0 | 0 | 0 | 0 | 0 | 0 | 0 | 0 | 0 | 0 | 0 | 0 | 0 | 0 | 0 | 0 | 0 | 0 | 0 | 0 | 0 | 0 | 0 | 0 | 0 | 0 | 0 | 0 | 0 | 0 | 0 | 0 | 0 | 0 | 0 | 0 | 0 | 0 | 0 | 0 | 0 | 0 | 0 | 0 | 0 | 0 | 0 | 0 | 0 | 0 | 0 | 0 | 0 | 0 | 0 | 0 | 0 | 0 | 0 | 0 | 0 | 0 | 0 | 0 | 0 | 0 | 0 | 0 | 0 | 0 | 0 | 0 | 0 | 0 | 0
0:00 | 0 | 0 | 0 | 0 | 0 | 0 | 0 | 0 | 0 | 0 | 0 | 0 | 0 | 0 | 0 | 0 | 0 | 0 | 0 | 0 | 0 | 0 | 0 | 0 | 0 | 0 | 0 | 0 | 0 | 0 | 0 | 0 | 0 | 0 | 0 | 0 | 0 | 0 | 0 | 0 | 0 | 0 | 0 | 0 | 0 | 0 | 0 | 0 | 0 | 0 | 0 | 0 | 0 | 0 | 0 | 0 | 0 | 0 | 0 | 0 | 0 | 0 | 0 | 0 | 0 | 0 | 0 | 0 | 0 | 0 | 0 | 0 | 0 | 0 | 0 | 0 | 0 | 0 | 0 | 0
0:00 | 0 | 0 | 0 | 0 | 0 | 0 | 0 | 0 | 0 | 0 | 0 | 0 | 0 | 0 | 0 | 0 | 0 | 0 | 0 | 0 | 0 | 0 | 0 | 0 | 0 | 0 | 0 | 0 | 0 | 0 | 0 | 0 | 0 | 0 | 0 | 0 | 0 | 0 | 0 | 0 | 0 | 0 | 0 | 0 | 0 | 0 | 0 | 0 | 0 | 0 | 0 | 0 | 0 | 0 | 0 | 0 | 0 | 0 | 0 | 0 | 0 | 0 | 0 | 0 | 0 | 0 | 0 | 0 | 0 | 0 | 0 | 0 | 0 | 0 | 0 | 0 | 0 | 0 | 0 | 0
0:00 | 0 | 0 | 0 | 0 | 0 | 0 | 0 | 0 | 0 | 0 | 0 | 0 | 0 | 0 | 0 | 0 | 0 | 0 | 0 | 0 | 0 | 0 | 0 | 0 | 0 | 0 | 0 | 0 | 0 | 0 | 0 | 0 | 0 | 0 | 0 | 0 | 0 | 0 | 0 | 0 | 0 | 0 | 0 | 0 | 0 | 0 | 0 | 0 | 0 | 0 | 0 | 0 | 0 | 0 | 0 | 0 | 0 | 0 | 0 | 0 | 0 | 0 | 0 | 0 | 0 | 0 | 0 | 0 | 0 | 0 | 0 | 0 | 0 | 0 | 0 | 0 | 0 | 0 | 0 | 0
0:00 | 0 | 0 | 0 | 0 | 0 | 0 | 0 | 0 | 0 | 0 | 0 | 0 | 0 | 0 | 0 | 0 | 0 | 0 | 0 | 0 | 0 | 0 | 0 | 0 | 0 | 0 | 0 | 0 | 0 | 0 | 0 | 0 | 0 | 0 | 0 | 0 | 0 | 0 | 0 | 0 | 0 | 0 | 0 | 0 | 0 | 0 | 0 | 0 | 0 | 0 | 0 | 0 | 0 | 0 | 0 | 0 | 0 | 0 | 0 | 0 | 0 | 0 | 0 | 0 | 0 | 0 | 0 | 0 | 0 | 0 | 0 | 0 | 0 | 0 | 0 | 0 | 0 | 0 | 0 | 0
0:00 | 0 | 0 | 0 | 0 | 0 | 0 | 0 | 0 | 0 | 0 | 0 | 0 | 0 | 0 | 0 | 0 | 0 | 0 | 0 | 0 | 0 | 0 | 0 | 0 | 0 | 0 | 0 | 0 | 0 | 0 | 0 | 0 | 0 | 0 | 0 | 0 | 0 | 0 | 0 | 0 | 0 | 0 | 0 | 0 | 0 | 0 | 0 | 0 | 0 | 0 | 0 | 0 | 0 | 0 | 0 | 0 | 0 | 0 | 0 | 0 | 0 | 0 | 0 | 0 | 0 | 0 | 0 | 0 | 0 | 0 | 0 | 0 | 0 | 0 | 0 | 0 | 0 | 0 | 0 | 0
0:00 | 0 | 0 | 0 | 0 | 0 | 0 | 0 | 0 | 0 | 0 | 0 | 0 | 0 | 0 | 0 | 0 | 0 | 0 | 0 | 0 | 0 | 0 | 0 | 0 | 0 | 0 | 0 | 0 | 0 | 0 | 0 | 0 | 0 | 0 | 0 | 0 | 0 | 0 | 0 | 0 | 0 | 0 | 0 | 0 | 0 | 0 | 0 | 0 | 0 | 0 | 0 | 0 | 0 | 0 | 0 | 0 | 0 | 0 | 0 | 0 | 0 | 0 | 0 | 0 | 0 | 0 | 0 | 0 | 0 | 0 | 0 | 0 | 0 | 0 | 0 | 0 | 0 | 0 | 0 | 0
0:00 | 0 | 0 | 0 | 0 | 0 | 0 | 0 | 0 | 0 | 0 | 0 | 0 | 0 | 0 | 0 | 0 | 0 | 0 | 0 | 0 | 0 | 0 | 0 | 0 | 0 | 0 | 0 | 0 | 0 | 0 | 0 | 0 | 0 | 0 | 0 | 0 | 0 | 0 | 0 | 0 | 0 | 0 | 0 | 0 | 0 | 0 | 0 | 0 | 0 | 0 | 0 | 0 | 0 | 0 | 0 | 0 | 0 | 0 | 0 | 0 | 0 | 0 | 0 | 0 | 0 | 0 | 0 | 0 | 0 | 0 | 0 | 0 | 0 | 0 | 0 | 0 | 0 | 0 | 0 | 0
0:00 | 0 | 0 | 0 | 0 | 0 | 0 | 0 | 0 | 0 | 0 | 0 | 0 | 0 | 0 | 0 | 0 | 0 | 0 | 0 | 0 | 0 | 0 | 0 | 0 | 0 | 0 | 0 | 0 | 0 | 0 | 0 | 0 | 0 | 0 | 0 | 0 | 0 | 0 | 0 | 0 | 0 | 0 | 0 | 0 | 0 | 0 | 0 | 0 | 0 | 0 | 0 | 0 | 0 | 0 | 0 | 0 | 0 | 0 | 0 | 0 | 0 | 0 | 0 | 0 | 0 | 0 | 0 | 0 | 0 | 0 | 0 | 0 | 0 | 0 | 0 | 0 | 0 | 0 | 0 | 0
0:00 | 0 | 0 | 0 | 0 | 0 | 0 | 0 | 0 | 0 | 0 | 0 | 0 | 0 | 0 | 0 | 0 | 0 | 0 | 0 | 0 | 0 | 0 | 0 | 0 | 0 | 0 | 0 | 0 | 0 | 0 | 0 | 0 | 0 | 0 | 0 | 0 | 0 | 0 | 0 | 0 | 0 | 0 | 0 | 0 | 0 | 0 | 0 | 0 | 0 | 0 | 0 | 0 | 0 | 0 | 0 | 0 | 0 | 0 | 0 | 0 | 0 | 0 | 0 | 0 | 0 | 0 | 0 | 0 | 0 | 0 | 0 | 0 | 0 | 0 | 0 | 0 | 0 | 0 | 0 | 0
0:00 | 0 | 0 | 0 | 0 | 0 | 0 | 0 | 0 | 0 | 0 | 0 | 0 | 0 | 0 | 0 | 0 | 0 | 0 | 0 | 0 | 0 | 0 | 0 | 0 | 0 | 0 | 0 | 0 | 0 | 0 | 0 | 0 | 0 | 0 | 0 | 0 | 0 | 0 | 0 | 0 | 0 | 0 | 0 | 0 | 0 | 0 | 0 | 0 | 0 | 0 | 0 | 0 | 0 | 0 | 0 | 0 | 0 | 0 | 0 | 0 | 0 | 0 | 0 | 0 | 0 | 0 | 0 | 0 | 0 | 0 | 0 | 0 | 0 | 0 | 0 | 0 | 0 | 0 | 0 | 0
0:00 | 0 | 0 | 0 | 0 | 0 | 0 | 0 | 0 | 0 | 0 | 0 | 0 | 0 | 0 | 0 | 0 | 0 | 0 | 0 | 0 | 0 | 0 | 0 | 0 | 0 | 0 | 0 | 0 | 0 | 0 | 0 | 0 | 0 | 0 | 0 | 0 | 0 | 0 | 0 | 0 | 0 | 0 | 0 | 0 | 0 | 0 | 0 | 0 | 0 | 0 | 0 | 0 | 0 | 0 | 0 | 0 | 0 | 0 | 0 | 0 | 0 | 0 | 0 | 0 | 0 | 0 | 0 | 0 | 0 | 0 | 0 | 0 | 0 | 0 | 0 | 0 | 0 | 0 | 0 | 0
0:00 | 0 | 0 | 0 | 0 | 0 | 0 | 0 | 0 | 0 | 0 | 0 | 0 | 0 | 0 | 0 | 0 | 0 | 0 | 0 | 0 | 0 | 0 | 0 | 0 | 0 | 0 | 0 | 0 | 0 | 0 | 0 | 0 | 0 | 0 | 0 | 0 | 0 | 0 | 0 | 0 | 0 | 0 | 0 | 0 | 0 | 0 | 0 | 0 | 0 | 0 | 0 | 0 | 0 | 0 | 0 | 0 | 0 | 0 | 0 | 0 | 0 | 0 | 0 | 0 | 0 | 0 | 0 | 0 | 0 | 0 | 0 | 0 | 0 | 0 | 0 | 0 | 0 | 0 | 0 | 0
0:00 | 0 | 0 | 0 | 0 | 0 | 0 | 0 | 0 | 0 | 0 | 0 | 0 | 0 | 0 | 0 | 0 | 0 | 0 | 0 | 0 | 0 | 0 | 0 | 0 | 0 | 0 | 0 | 0 | 0 | 0 | 0 | 0 | 0 | 0 | 0 | 0 | 0 | 0 | 0 | 0 | 0 | 0 | 0 | 0 | 0 | 0 | 0 | 0 | 0 | 0 | 0 | 0 | 0 | 0 | 0 | 0 | 0 | 0 | 0 | 0 | 0 | 0 | 0 | 0 | 0 | 0 | 0 | 0 | 0 | 0 | 0 | 0 | 0 | 0 | 0 | 0 | 0 | 0 | 0 | 0
0:00 | 0 | 0 | 0 | 0 | 0 | 0 | 0 | 0 | 0 | 0 | 0 | 0 | 0 | 0 | 0 | 0 | 0 | 0 | 0 | 0 | 0 | 0 | 0 | 0 | 0 | 0 | 0 | 0 | 0 | 0 | 0 | 0 | 0 | 0 | 0 | 0 | 0 | 0 | 0 | 0 | 0 | 0 | 0 | 0 | 0 | 0 | 0 | 0 | 0 | 0 | 0 | 0 | 0 | 0 | 0 | 0 | 0 | 0 | 0 | 0 | 0 | 0 | 0 | 0 | 0 | 0 | 0 | 0 | 0 | 0 | 0 | 0 | 0 | 0 | 0 | 0 | 0 | 0 | 0 | 0
0:00 | 0 | 0 | 0 | 0 | 0 | 0 | 0 | 0 | 0 | 0 | 0 | 0 | 0 | 0 | 0 | 0 | 0 | 0 | 0 | 0 | 0 | 0 | 0 | 0 | 0 | 0 | 0 | 0 | 0 | 0 | 0 | 0 | 0 | 0 | 0 | 0 | 0 | 0 | 0 | 0 | 0 | 0 | 0 | 0 | 0 | 0 | 0 | 0 | 0 | 0 | 0 | 0 | 0 | 0 | 0 | 0 | 0 | 0 | 0 | 0 | 0 | 0 | 0 | 0 | 0 | 0 | 0 | 0 | 0 | 0 | 0 | 0 | 0 | 0 | 0 | 0 | 0 | 0 | 0 | 0
0:00 | 0 | 0 | 0 | 0 | 0 | 0 | 0 | 0 | 0 | 0 | 0 | 0 | 0 | 0 | 0 | 0 | 0 | 0 | 0 | 0 | 0 | 0 | 0 | 0 | 0 | 0 | 0 | 0 | 0 | 0 | 0 | 0 | 0 | 0 | 0 | 0 | 0 | 0 | 0 | 0 | 0 | 0 | 0 | 0 | 0 | 0 | 0 | 0 | 0 | 0 | 0 | 0 | 0 | 0 | 0 | 0 | 0 | 0 | 0 | 0 | 0 | 0 | 0 | 0 | 0 | 0 | 0 | 0 | 0 | 0 | 0 | 0 | 0 | 0 | 0 | 0 | 0 | 0 | 0 | 0
0:00 | 0 | 0 | 0 | 0 | 0 | 0 | 0 | 0 | 0 | 0 | 0 | 0 | 0 | 0 | 0 | 0 | 0 | 0 | 0 | 0 | 0 | 0 | 0 | 0 | 0 | 0 | 0 | 0 | 0 | 0 | 0 | 0 | 0 | 0 | 0 | 0 | 0 | 0 | 0 | 0 | 0 | 0 | 0 | 0 | 0 | 0 | 0 | 0 | 0 | 0 | 0 | 0 | 0 | 0 | 0 | 0 | 0 | 0 | 0 | 0 | 0 | 0 | 0 | 0 | 0 | 0 | 0 | 0 | 0 | 0 | 0 | 0 | 0 | 0 | 0 | 0 | 0 | 0 | 0 | 0
0:00 | 0 | 0 | 0 | 0 | 0 | 0 | 0 | 0 | 0 | 0 | 0 | 0 | 0 | 0 | 0 | 0 | 0 | 0 | 0 | 0 | 0 | 0 | 0 | 0 | 0 | 0 | 0 | 0 | 0 | 0 | 0 | 0 | 0 | 0 | 0 | 0 | 0 | 0 | 0 | 0 | 0 | 0 | 0 | 0 | 0 | 0 | 0 | 0 | 0 | 0 | 0 | 0 | 0 | 0 | 0 | 0 | 0 | 0 | 0 | 0 | 0 | 0 | 0 | 0 | 0 | 0 | 0 | 0 | 0 | 0 | 0 | 0 | 0 | 0 | 0 | 0 | 0 | 0 | 0 | 0
0:00 | 0 | 0 | 0 | 0 | 0 | 0 | 0 | 0 | 0 | 0 | 0 | 0 | 0 | 0 | 0 | 0 | 0 | 0 | 0 | 0 | 0 | 0 | 0 | 0 | 0 | 0 | 0 | 0 | 0 | 0 | 0 | 0 | 0 | 0 | 0 | 0 | 0 | 0 | 0 | 0 | 0 | 0 | 0 | 0 | 0 | 0 | 0 | 0 | 0 | 0 | 0 | 0 | 0 | 0 | 0 | 0 | 0 | 0 | 0 | 0 | 0 | 0 | 0 | 0 | 0 | 0 | 0 | 0 | 0 | 0 | 0 | 0 | 0 | 0 | 0 | 0 | 0 | 0 | 0 | 0
0:00 | 0 | 0 | 0 | 0 | 0 | 0 | 0 | 0 | 0 | 0 | 0 | 0 | 0 | 0 | 0 | 0 | 0 | 0 | 0 | 0 | 0 | 0 | 0 | 0 | 0 | 0 | 0 | 0 | 0 | 0 | 0 | 0 | 0 | 0 | 0 | 0 | 0 | 0 | 0 | 0 | 0 | 0 | 0 | 0 | 0 | 0 | 0 | 0 | 0 | 0 | 0 | 0 | 0 | 0 | 0 | 0 | 0 | 0 | 0 | 0 | 0 | 0 | 0 | 0 | 0 | 0 | 0 | 0 | 0 | 0 | 0 | 0 | 0 | 0 | 0 | 0 | 0 | 0 | 0 | 0
0:00 | 0 | 0 | 0 | 0 | 0 | 0 | 0 | 0 | 0 | 0 | 0 | 0 | 0 | 0 | 0 | 0 | 0 | 0 | 0 | 0 | 0 | 0 | 0 | 0 | 0 | 0 | 0 | 0 | 0 | 0 | 0 | 0 | 0 | 0 | 0 | 0 | 0 | 0 | 0 | 0 | 0 | 0 | 0 | 0 | 0 | 0 | 0 | 0 | 0 | 0 | 0 | 0 | 0 | 0 | 0 | 0 | 0 | 0 | 0 | 0 | 0 | 0 | 0 | 0 | 0 | 0 | 0 | 0 | 0 | 0 | 0 | 0 | 0 | 0 | 0 | 0 | 0 | 0 | 0 | 0
0:00 | 0 | 0 | 0 | 0 | 0 | 0 | 0 | 0 | 0 | 0 | 0 | 0 | 0 | 0 | 0 | 0 | 0 | 0 | 0 | 0 | 0 | 0 | 0 | 0 | 0 | 0 | 0 | 0 | 0 | 0 | 0 | 0 | 0 | 0 | 0 | 0 | 0 | 0 | 0 | 0 | 0 | 0 | 0 | 0 | 0 | 0 | 0 | 0 | 0 | 0 | 0 | 0 | 0 | 0 | 0 | 0 | 0 | 0 | 0 | 0 | 0 | 0 | 0 | 0 | 0 | 0 | 0 | 0 | 0 | 0 | 0 | 0 | 0 | 0 | 0 | 0 | 0 | 0 | 0 | 0
0:00 | 0 | 0 | 0 | 0 | 0 | 0 | 0 | 0 | 0 | 0 | 0 | 0 | 0 | 0 | 0 | 0 | 0 | 0 | 0 | 0 | 0 | 0 | 0 | 0 | 0 | 0 | 0 | 0 | 0 | 0 | 0 | 0 | 0 | 0 | 0 | 0 | 0 | 0 | 0 | 0 | 0 | 0 | 0 | 0 | 0 | 0 | 0 | 0 | 0 | 0 | 0 | 0 | 0 | 0 | 0 | 0 | 0 | 0 | 0 | 0 | 0 | 0 | 0 | 0 | 0 | 0 | 0 | 0 | 0 | 0 | 0 | 0 | 0 | 0 | 0 | 0 | 0 | 0 | 0 | 0
0:00 | 0 | 0 | 0 | 0 | 0 | 0 | 0 | 0 | 0 | 0 | 0 | 0 | 0 | 0 | 0 | 0 | 0 | 0 | 0 | 0 | 0 | 0 | 0 | 0 | 0 | 0 | 0 | 0 | 0 | 0 | 0 | 0 | 0 | 0 | 0 | 0 | 0 | 0 | 0 | 0 | 0 | 0 | 0 | 0 | 0 | 0 | 0 | 0 | 0 | 0 | 0 | 0 | 0 | 0 | 0 | 0 | 0 | 0 | 0 | 0 | 0 | 0 | 0 | 0 | 0 | 0 | 0 | 0 | 0 | 0 | 0 | 0 | 0 | 0 | 0 | 0 | 0 | 0 | 0 | 0
0:00 | 0 | 0 | 0 | 0 | 0 | 0 | 0 | 0 | 0 | 0 | 0 | 0 | 0 | 0 | 0 | 0 | 0 | 0 | 0 | 0 | 0 | 0 | 0 | 0 | 0 | 0 | 0 | 0 | 0 | 0 | 0 | 0 | 0 | 0 | 0 | 0 | 0 | 0 | 0 | 0 | 0 | 0 | 0 | 0 | 0 | 0 | 0 | 0 | 0 | 0 | 0 | 0 | 0 | 0 | 0 | 0 | 0 | 0 | 0 | 0 | 0 | 0 | 0 | 0 | 0 | 0 | 0 | 0 | 0 | 0 | 0 | 0 | 0 | 0 | 0 | 0 | 0 | 0 | 0 | 0
0:00 | 0 | 0 | 0 | 0 | 0 | 0 | 0 | 0 | 0 | 0 | 0 | 0 | 0 | 0 | 0 | 0 | 0 | 0 | 0 | 0 | 0 | 0 | 0 | 0 | 0 | 0 | 0 | 0 | 0 | 0 | 0 | 0 | 0 | 0 | 0 | 0 | 0 | 0 | 0 | 0 | 0 | 0 | 0 | 0 | 0 | 0 | 0 | 0 | 0 | 0 | 0 | 0 | 0 | 0 | 0 | 0 | 0 | 0 | 0 | 0 | 0 | 0 | 0 | 0 | 0 | 0 | 0 | 0 | 0 | 0 | 0 | 0 | 0 | 0 | 0 | 0 | 0 | 0 | 0 | 0
0:00 | 0 | 0 | 0 | 0 | 0 | 0 | 0 | 0 | 0 | 0 | 0 | 0 | 0 | 0 | 0 | 0 | 0 | 0 | 0 | 0 | 0 | 0 | 0 | 0 | 0 | 0 | 0 | 0 | 0 | 0 | 0 | 0 | 0 | 0 | 0 | 0 | 0 | 0 | 0 | 0 | 0 | 0 | 0 | 0 | 0 | 0 | 0 | 0 | 0 | 0 | 0 | 0 | 0 | 0 | 0 | 0 | 0 | 0 | 0 | 0 | 0 | 0 | 0 | 0 | 0 | 0 | 0 | 0 | 0 | 0 | 0 | 0 | 0 | 0 | 0 | 0 | 0 | 0 | 0 | 0
0:00 | 0 | 0 | 0 | 0 | 0 | 0 | 0 | 0 | 0 | 0 | 0 | 0 | 0 | 0 | 0 | 0 | 0 | 0 | 0 | 0 | 0 | 0 | 0 | 0 | 0 | 0 | 0 | 0 | 0 | 0 | 0 | 0 | 0 | 0 | 0 | 0 | 0 | 0 | 0 | 0 | 0 | 0 | 0 | 0 | 0 | 0 | 0 | 0 | 0 | 0 | 0 | 0 | 0 | 0 | 0 | 0 | 0 | 0 | 0 | 0 | 0 | 0 | 0 | 0 | 0 | 0 | 0 | 0 | 0 | 0 | 0 | 0 | 0 | 0 | 0 | 0 | 0 | 0 | 0 | 0
0:00 | 0 | 0 | 0 | 0 | 0 | 0 | 0 | 0 | 0 | 0 | 0 | 0 | 0 | 0 | 0 | 0 | 0 | 0 | 0 | 0 | 0 | 0 | 0 | 0 | 0 | 0 | 0 | 0 | 0 | 0 | 0 | 0 | 0 | 0 | 0 | 0 | 0 | 0 | 0 | 0 | 0 | 0 | 0 | 0 | 0 | 0 | 0 | 0 | 0 | 0 | 0 | 0 | 0 | 0 | 0 | 0 | 0 | 0 | 0 | 0 | 0 | 0 | 0 | 0 | 0 | 0 | 0 | 0 | 0 | 0 | 0 | 0 | 0 | 0 | 0 | 0 | 0 | 0 | 0 | 0
0:00 | 0 | 0 | 0 | 0 | 0 | 0 | 0 | 0 | 0 | 0 | 0 | 0 | 0 | 0 | 0 | 0 | 0 | 0 | 0 | 0 | 0 | 0 | 0 | 0 | 0 | 0 | 0 | 0 | 0 | 0 | 0 | 0 | 0 | 0 | 0 | 0 | 0 | 0 | 0 | 0 | 0 | 0 | 0 | 0 | 0 | 0 | 0 | 0 | 0 | 0 | 0 | 0 | 0 | 0 | 0 | 0 | 0 | 0 | 0 | 0 | 0 | 0 | 0 | 0 | 0 | 0 | 0 | 0 | 0 | 0 | 0 | 0 | 0 | 0 | 0 | 0 | 0 | 0 | 0 | 0
0:00 | 0 | 0 | 0 | 0 | 0 | 0 | 0 | 0 | 0 | 0 | 0 | 0 | 0 | 0 | 0 | 0 | 0 | 0 | 0 | 0 | 0 | 0 | 0 | 0 | 0 | 0 | 0 | 0 | 0 | 0 | 0 | 0 | 0 | 0 | 0 | 0 | 0 | 0 | 0 | 0 | 0 | 0 | 0 | 0 | 0 | 0 | 0 | 0 | 0 | 0 | 0 | 0 | 0 | 0 | 0 | 0 | 0 | 0 | 0 | 0 | 0 | 0 | 0 | 0 | 0 | 0 | 0 | 0 | 0 | 0 | 0 | 0 | 0 | 0 | 0 | 0 | 0 | 0 | 0 | 0
0:00 | 0 | 0 | 0 | 0 | 0 | 0 | 0 | 0 | 0 | 0 | 0 | 0 | 0 | 0 | 0 | 0 | 0 | 0 | 0 | 0 | 0 | 0 | 0 | 0 | 0 | 0 | 0 | 0 | 0 | 0 | 0 | 0 | 0 | 0 | 0 | 0 | 0 | 0 | 0 | 0 | 0 | 0 | 0 | 0 | 0 | 0 | 0 | 0 | 0 | 0 | 0 | 0 | 0 | 0 | 0 | 0 | 0 | 0 | 0 | 0 | 0 | 0 | 0 | 0 | 0 | 0 | 0 | 0 | 0 | 0 | 0 | 0 | 0 | 0 | 0 | 0 | 0 | 0 | 0 | 0
0:00 | 0 | 0 | 0 | 0 | 0 | 0 | 0 | 0 | 0 | 0 | 0 | 0 | 0 | 0 | 0 | 0 | 0 | 0 | 0 | 0 | 0 | 0 | 0 | 0 | 0 | 0 | 0 | 0 | 0 | 0 | 0 | 0 | 0 | 0 | 0 | 0 | 0 | 0 | 0 | 0 | 0 | 0 | 0 | 0 | 0 | 0 | 0 | 0 | 0 | 0 | 0 | 0 | 0 | 0 | 0 | 0 | 0 | 0 | 0 | 0 | 0 | 0 | 0 | 0 | 0 | 0 | 0 | 0 | 0 | 0 | 0 | 0 | 0 | 0 | 0 | 0 | 0 | 0 | 0 | 0
0:00 | 0 | 0 | 0 | 0 | 0 | 0 | 0 | 0 | 0 | 0 | 0 | 0 | 0 | 0 | 0 | 0 | 0 | 0 | 0 | 0 | 0 | 0 | 0 | 0 | 0 | 0 | 0 | 0 | 0 | 0 | 0 | 0 | 0 | 0 | 0 | 0 | 0 | 0 | 0 | 0 | 0 | 0 | 0 | 0 | 0 | 0 | 0 | 0 | 0 | 0 | 0 | 0 | 0 | 0 | 0 | 0 | 0 | 0 | 0 | 0 | 0 | 0 | 0 | 0 | 0 | 0 | 0 | 0 | 0 | 0 | 0 | 0 | 0 | 0 | 0 | 0 | 0 | 0 | 0 | 0
0:00 | 0 | 0 | 0 | 0 | 0 | 0 | 0 | 0 | 0 | 0 | 0 | 0 | 0 | 0 | 0 | 0 | 0 | 0 | 0 | 0 | 0 | 0 | 0 | 0 | 0 | 0 | 0 | 0 | 0 | 0 | 0 | 0 | 0 | 0 | 0 | 0 | 0 | 0 | 0 | 0 | 0 | 0 | 0 | 0 | 0 | 0 | 0 | 0 | 0 | 0 | 0 | 0 | 0 | 0 | 0 | 0 | 0 | 0 | 0 | 0 | 0 | 0 | 0 | 0 | 0 | 0 | 0 | 0 | 0 | 0 | 0 | 0 | 0 | 0 | 0 | 0 | 0 | 0 | 0 | 0
0:00 | 0 | 0 | 0 | 0 | 0 | 0 | 0 | 0 | 0 | 0 | 0 | 0 | 0 | 0 | 0 | 0 | 0 | 0 | 0 | 0 | 0 | 0 | 0 | 0 | 0 | 0 | 0 | 0 | 0 | 0 | 0 | 0 | 0 | 0 | 0 | 0 | 0 | 0 | 0 | 0 | 0 | 0 | 0 | 0 | 0 | 0 | 0 | 0 | 0 | 0 | 0 | 0 | 0 | 0 | 0 | 0 | 0 | 0 | 0 | 0 | 0 | 0 | 0 | 0 | 0 | 0 | 0 | 0 | 0 | 0 | 0 | 0 | 0 | 0 | 0 | 0 | 0 | 0 | 0 | 0
0:00 | 0 | 0 | 0 | 0 | 0 | 0 | 0 | 0 | 0 | 0 | 0 | 0 | 0 | 0 | 0 | 0 | 0 | 0 | 0 | 0 | 0 | 0 | 0 | 0 | 0 | 0 | 0 | 0 | 0 | 0 | 0 | 0 | 0 | 0 | 0 | 0 | 0 | 0 | 0 | 0 | 0 | 0 | 0 | 0 | 0 | 0 | 0 | 0 | 0 | 0 | 0 | 0 | 0 | 0 | 0 | 0 | 0 | 0 | 0 | 0 | 0 | 0 | 0 | 0 | 0 | 0 | 0 | 0 | 0 | 0 | 0 | 0 | 0 | 0 | 0 | 0 | 0 | 0 | 0 | 0
0:00 | 0 | 0 | 0 | 0 | 0 | 0 | 0 | 0 | 0 | 0 | 0 | 0 | 0 | 0 | 0 | 0 | 0 | 0 | 0 | 0 | 0 | 0 | 0 | 0 | 0 | 0 | 0 | 0 | 0 | 0 | 0 | 0 | 0 | 0 | 0 | 0 | 0 | 0 | 0 | 0 | 0 | 0 | 0 | 0 | 0 | 0 | 0 | 0 | 0 | 0 | 0 | 0 | 0 | 0 | 0 | 0 | 0 | 0 | 0 | 0 | 0 | 0 | 0 | 0 | 0 | 0 | 0 | 0 | 0 | 0 | 0 | 0 | 0 | 0 | 0 | 0 | 0 | 0 | 0 | 0
0:00 | 0 | 0 | 0 | 0 | 0 | 0 | 0 | 0 | 0 | 0 | 0 | 0 | 0 | 0 | 0 | 0 | 0 | 0 | 0 | 0 | 0 | 0 | 0 | 0 | 0 | 0 | 0 | 0 | 0 | 0 | 0 | 0 | 0 | 0 | 0 | 0 | 0 | 0 | 0 | 0 | 0 | 0 | 0 | 0 | 0 | 0 | 0 | 0 | 0 | 0 | 0 | 0 | 0 | 0 | 0 | 0 | 0 | 0 | 0 | 0 | 0 | 0 | 0 | 0 | 0 | 0 | 0 | 0 | 0 | 0 | 0 | 0 | 0 | 0 | 0 | 0 | 0 | 0 | 0 | 0
0:00 | 0 | 0 | 0 | 0 | 0 | 0 | 0 | 0 | 0 | 0 | 0 | 0 | 0 | 0 | 0 | 0 | 0 | 0 | 0 | 0 | 0 | 0 | 0 | 0 | 0 | 0 | 0 | 0 | 0 | 0 | 0 | 0 | 0 | 0 | 0 | 0 | 0 | 0 | 0 | 0 | 0 | 0 | 0 | 0 | 0 | 0 | 0 | 0 | 0 | 0 | 0 | 0 | 0 | 0 | 0 | 0 | 0 | 0 | 0 | 0 | 0 | 0 | 0 | 0 | 0 | 0 | 0 | 0 | 0 | 0 | 0 | 0 | 0 | 0 | 0 | 0 | 0 | 0 | 0 | 0
0:00 | 0 | 0 | 0 | 0 | 0 | 0 | 0 | 0 | 0 | 0 | 0 | 0 | 0 | 0 | 0 | 0 | 0 | 0 | 0 | 0 | 0 | 0 | 0 | 0 | 0 | 0 | 0 | 0 | 0 | 0 | 0 | 0 | 0 | 0 | 0 | 0 | 0 | 0 | 0 | 0 | 0 | 0 | 0 | 0 | 0 | 0 | 0 | 0 | 0 | 0 | 0 | 0 | 0 | 0 | 0 | 0 | 0 | 0 | 0 | 0 | 0 | 0 | 0 | 0 | 0 | 0 | 0 | 0 | 0 | 0 | 0 | 0 | 0 | 0 | 0 | 0 | 0 | 0 | 0 | 0
0:00 | 0 | 0 | 0 | 0 | 0 | 0 | 0 | 0 | 0 | 0 | 0 | 0 | 0 | 0 | 0 | 0 | 0 | 0 | 0 | 0 | 0 | 0 | 0 | 0 | 0 | 0 | 0 | 0 | 0 | 0 | 0 | 0 | 0 | 0 | 0 | 0 | 0 | 0 | 0 | 0 | 0 | 0 | 0 | 0 | 0 | 0 | 0 | 0 | 0 | 0 | 0 | 0 | 0 | 0 | 0 | 0 | 0 | 0 | 0 | 0 | 0 | 0 | 0 | 0 | 0 | 0 | 0 | 0 | 0 | 0 | 0 | 0 | 0 | 0 | 0 | 0 | 0 | 0 | 0 | 0
0:00 | 0 | 0 | 0 | 0 | 0 | 0 | 0 | 0 | 0 | 0 | 0 | 0 | 0 | 0 | 0 | 0 | 0 | 0 | 0 | 0 | 0 | 0 | 0 | 0 | 0 | 0 | 0 | 0 | 0 | 0 | 0 | 0 | 0 | 0 | 0 | 0 | 0 | 0 | 0 | 0 | 0 | 0 | 0 | 0 | 0 | 0 | 0 | 0 | 0 | 0 | 0 | 0 | 0 | 0 | 0 | 0 | 0 | 0 | 0 | 0 | 0 | 0 | 0 | 0 | 0 | 0 | 0 | 0 | 0 | 0 | 0 | 0 | 0 | 0 | 0 | 0 | 0 | 0 | 0 | 0
0:00 | 0 | 0 | 0 | 0 | 0 | 0 | 0 | 0 | 0 | 0 | 0 | 0 | 0 | 0 | 0 | 0 | 0 | 0 | 0 | 0 | 0 | 0 | 0 | 0 | 0 | 0 | 0 | 0 | 0 | 0 | 0 | 0 | 0 | 0 | 0 | 0 | 0 | 0 | 0 | 0 | 0 | 0 | 0 | 0 | 0 | 0 | 0 | 0 | 0 | 0 | 0 | 0 | 0 | 0 | 0 | 0 | 0 | 0 | 0 | 0 | 0 | 0 | 0 | 0 | 0 | 0 | 0 | 0 | 0 | 0 | 0 | 0 | 0 | 0 | 0 | 0 | 0 | 0 | 0 | 0
0:00 | 0 | 0 | 0 | 0 | 0 | 0 | 0 | 0 | 0 | 0 | 0 | 0 | 0 | 0 | 0 | 0 | 0 | 0 | 0 | 0 | 0 | 0 | 0 | 0 | 0 | 0 | 0 | 0 | 0 | 0 | 0 | 0 | 0 | 0 | 0 | 0 | 0 | 0 | 0 | 0 | 0 | 0 | 0 | 0 | 0 | 0 | 0 | 0 | 0 | 0 | 0 | 0 | 0 | 0 | 0 | 0 | 0 | 0 | 0 | 0 | 0 | 0 | 0 | 0 | 0 | 0 | 0 | 0 | 0 | 0 | 0 | 0 | 0 | 0 | 0 | 0 | 0 | 0 | 0 | 0
0:00 | 0 | 0 | 0 | 0 | 0 | 0 | 0 | 0 | 0 | 0 | 0 | 0 | 0 | 0 | 0 | 0 | 0 | 0 | 0 | 0 | 0 | 0 | 0 | 0 | 0 | 0 | 0 | 0 | 0 | 0 | 0 | 0 | 0 | 0 | 0 | 0 | 0 | 0 | 0 | 0 | 0 | 0 | 0 | 0 | 0 | 0 | 0 | 0 | 0 | 0 | 0 | 0 | 0 | 0 | 0 | 0 | 0 | 0 | 0 | 0 | 0 | 0 | 0 | 0 | 0 | 0 | 0 | 0 | 0 | 0 | 0 | 0 | 0 | 0 | 0 | 0 | 0 | 0 | 0 | 0
0:00 | 0 | 0 | 0 | 0 | 0 | 0 | 0 | 0 | 0 | 0 | 0 | 0 | 0 | 0 | 0 | 0 | 0 | 0 | 0 | 0 | 0 | 0 | 0 | 0 | 0 | 0 | 0 | 0 | 0 | 0 | 0 | 0 | 0 | 0 | 0 | 0 | 0 | 0 | 0 | 0 | 0 | 0 | 0 | 0 | 0 | 0 | 0 | 0 | 0 | 0 | 0 | 0 | 0 | 0 | 0 | 0 | 0 | 0 | 0 | 0 | 0 | 0 | 0 | 0 | 0 | 0 | 0 | 0 | 0 | 0 | 0 | 0 | 0 | 0 | 0 | 0 | 0 | 0 | 0 | 0
0:00 | 0 | 0 | 0 | 0 | 0 | 0 | 0 | 0 | 0 | 0 | 0 | 0 | 0 | 0 | 0 | 0 | 0 | 0 | 0 | 0 | 0 | 0 | 0 | 0 | 0 | 0 | 0 | 0 | 0 | 0 | 0 | 0 | 0 | 0 | 0 | 0 | 0 | 0 | 0 | 0 | 0 | 0 | 0 | 0 | 0 | 0 | 0 | 0 | 0 | 0 | 0 | 0 | 0 | 0 | 0 | 0 | 0 | 0 | 0 | 0 | 0 | 0 | 0 | 0 | 0 | 0 | 0 | 0 | 0 | 0 | 0 | 0 | 0 | 0 | 0 | 0 | 0 | 0 | 0 | 0
0:00 | 0 | 0 | 0 | 0 | 0 | 0 | 0 | 0 | 0 | 0 | 0 | 0 | 0 | 0 | 0 | 0 | 0 | 0 | 0 | 0 | 0 | 0 | 0 | 0 | 0 | 0 | 0 | 0 | 0 | 0 | 0 | 0 | 0 | 0 | 0 | 0 | 0 | 0 | 0 | 0 | 0 | 0 | 0 | 0 | 0 | 0 | 0 | 0 | 0 | 0 | 0 | 0 | 0 | 0 | 0 | 0 | 0 | 0 | 0 | 0 | 0 | 0 | 0 | 0 | 0 | 0 | 0 | 0 | 0 | 0 | 0 | 0 | 0 | 0 | 0 | 0 | 0 | 0 | 0 | 0
0:00 | 0 | 0 | 0 | 0 | 0 | 0 | 0 | 0 | 0 | 0 | 0 | 0 | 0 | 0 | 0 | 0 | 0 | 0 | 0 | 0 | 0 | 0 | 0 | 0 | 0 | 0 | 0 | 0 | 0 | 0 | 0 | 0 | 0 | 0 | 0 | 0 | 0 | 0 | 0 | 0 | 0 | 0 | 0 | 0 | 0 | 0 | 0 | 0 | 0 | 0 | 0 | 0 | 0 | 0 | 0 | 0 | 0 | 0 | 0 | 0 | 0 | 0 | 0 | 0 | 0 | 0 | 0 | 0 | 0 | 0 | 0 | 0 | 0 | 0 | 0 | 0 | 0 | 0 | 0 | 0
#VALUE! | 0 | 0 | 0 | 0 | 0 | 0 | 0 | 0 | 0 | 0 | 0 | 0 | 0 | 0 | 0 | 0 | 0 | 0 | 0 | 0 | 0 | 0 | 0 | 0 | 0 | 0 | 0 | 0 | 0 | 0 | 0 | 0 | 0 | 0 | 0 | 0 | 0 | 0 | 0 | 0 | 0 | 0 | 0 | 0 | 0 | 0 | 0 | 0 | 0 | 0 | 0 | 0 | 0 | 0 | 0 | 0 | 0 | 0 | 0 | 0 | 0 | 0 | 0 | 0 | 0 | 0 | 0 | 0 | 0 | 0 | 0 | 0 | 0 | 0 | 0 | 0 | 0 | 0 | 0 | 0
0:00 | 0 | 0 | 0 | 0 | 0 | 0 | 0 | 0 | 0 | 0 | 0 | 0 | 0 | 0 | 0 | 0 | 0 | 0 | 0 | 0 | 0 | 0 | 0 | 0 | 0 | 0 | 0 | 0 | 0 | 0 | 0 | 0 | 0 | 0 | 0 | 0 | 0 | 0 | 0 | 0 | 0 | 0 | 0 | 0 | 0 | 0 | 0 | 0 | 0 | 0 | 0 | 0 | 0 | 0 | 0 | 0 | 0 | 0 | 0 | 0 | 0 | 0 | 0 | 0 | 0 | 0 | 0 | 0 | 0 | 0 | 0 | 0 | 0 | 0 | 0 | 0 | 0 | 0 | 0 | 0
#VALUE! | 0 | 0 | 0 | 0 | 0 | 0 | 0 | 0 | 0 | 0 | 0 | 0 | 0 | 0 | 0 | 0 | 0 | 0 | 0 | 0 | 0 | 0 | 0 | 0 | 0 | 0 | 0 | 0 | 0 | 0 | 0 | 0 | 0 | 0 | 0 | 0 | 0 | 0 | 0 | 0 | 0 | 0 | 0 | 0 | 0 | 0 | 0 | 0 | 0 | 0 | 0 | 0 | 0 | 0 | 0 | 0 | 0 | 0 | 0 | 0 | 0 | 0 | 0 | 0 | 0 | 0 | 0 | 0 | 0 | 0 | 0 | 0 | 0 | 0 | 0 | 0 | 0 | 0 | 0 | 0